## Data - Kubizweski (2010)
Ref | Author | Publication year | Installation year | Capacity reference year | Installed capacity wind [MW] | Analysis type | Scope as stated | Location | Turbine power rating [kW] | Number turbines | Total capacity [kW] | Turbine information | On/offshore | Rotor diameter [m] | Hub height [m] | Operational/ conceptual | Gross energy requirement [MJ(p)] | Error gross energy requirement [MJ(p)] | Gross energy requirement [kWh(p)] | Error gross energy requirement [kWh(p)] | CED [MJ(p)/Wp] | Error CED [MJ(p)/Wp] | CED [kWh(p)/Wp] | Error CED [kWh(p)/Wp] | Electricity conversion factor [%] | Gross energy requirement [kWh(e)] | Error gross energy requirement [kWh(e)] | CED [kWh(e)/Wp] | Error CED [kWh(e)/Wp] | Total CO2 emissions [kg CO2-eq] | Error total CO2 emissions [kg CO2-eq] | CO2 emissions [kg CO2-eq/Wp] | Error CO2 emissions [kg CO2-eq/Wp] | Capacity factor [%] | Annual electricity output [kWh(e)/yr] | Error annual electricity output [kWh(e)/yr] | Lifetime [yr] | Total electricity output [kWh(e)] | Specific electricity output [kWh(e)/MWp] | EROI, no quality adjustment | Error EROI | EROI (primary) | Error EROI (primary) | Energy intensity [MJ(p)/kWh(e)] | Error energy intensity [MJ(p)/kWh(e)] | Energy intensity [kWh(in-p)/kWh(out-e)] | Error Energy intensity [kWh(in-p)/kWh(out-e)] | Energy payback time [yrs] | CO2 intensity [gCO2-eq/kWh] | Error CO2 intensity [g-CO2/kWh] | GHG payback time [mths] | Comments
\cite{Lenzen2002} | Lenzen | 1983 |  | 1983 | #N/A | IO | CM | Germany | 2 | 1 | 2 |  | N/A |  |  | o | 187981.9826 |  | 52217.2174 |  | 93.991 |  | 26.1086 | [6 empty] | 0 |  | 0 |  | 45.7% | 8006.64 |  | 15 | 120099.6 | 60049800 |  |  | 2.3 |  | 1.5652 |  | 0.43478 |  | 6.5217
\cite{Lenzen2002} | Lenzen | 1981 |  | 1981 | #N/A | IO | CMO | USA | 3 | 1 | 3 |  | N/A | 4.3 | 20 | o | 507098.88 |  | 140860.8 |  | 169.033 |  | 46.9536 | [6 empty] | 0 |  | 0 |  | 26.8% | 7043.04 |  | 20 | 140860.8 | 46953600 |  |  | 1 |  | 3.6 |  | 1 |  | 20
\cite{Lenzen2002} | Lenzen | 1983 |  | 1983 | #N/A | IO | CM | Germany | 6 | 1 | 6 |  | N/A |  |  | o | 381492.8471 |  | 105970.2353 |  | 63.5821 |  | 17.6617 | [6 empty] | 0 |  | 0 |  | 45.7% | 24019.92 |  | 15 | 360298.8 | 60049800 |  |  | 3.4 |  | 1.0588 |  | 0.29412 |  | 4.4118
\cite{Lenzen2002} | Lenzen | 1983 |  | 1983 | #N/A | IO | CM | Germany | 12.5 | 1 | 12.5 |  | N/A |  |  | o | 540448.2 |  | 150124.5 |  | 43.2359 |  | 12.01 | [6 empty] | 0 |  | 0 |  | 45.7% | 50041.5 |  | 15 | 750622.5 | 60049800 |  |  | 5 |  | 0.72 |  | 0.2 |  | 3
\cite{Lenzen2002} | Lenzen | 1997 | 1980 | 1980 | #N/A | IO | CMO | Denmark | 15 | 1 | 15 | 1980 | N/A | 10 | 18 | o | 233670.3614 |  | 64908.4337 |  | 15.578 |  | 4.3272 | [6 empty] | 0 |  | 0 |  | 20.5% | 26937 |  | 20 | 538740 | 35916000 |  |  | 8.3 |  | 0.43373 |  | 0.12048 |  | 2.4096
\cite{Lenzen2002} | Lenzen | 1997 | 1980 | 1980 | #N/A | IO | CMO | Denmark | 22 | 1 | 22 | 1980 | N/A | 10.5 | 18 | o | 340900.2667 |  | 94694.5185 |  | 15.4955 |  | 4.3043 | [6 empty] | 0 |  | 0 |  | 19.9% | 38351.28 |  | 20 | 767025.6 | 34864800 |  |  | 8.1 |  | 0.44444 |  | 0.12346 |  | 2.4691
\cite{Lenzen2002} | Lenzen | 1997 | 1980 | 1980 | #N/A | IO | CMO | Denmark | 30 | 1 | 30 | 1980 | N/A | 11 | 19 | o | 359510.4 |  | 99864 |  | 11.9837 |  | 3.3288 | [6 empty] | 0 |  | 0 |  | 19% | 49932 |  | 20 | 998640 | 33288000 |  |  | 10 |  | 0.36 |  | 0.1 |  | 2
\cite{Lenzen2002} | Lenzen | 1983 |  |  | #N/A | IO | CM | Germany | 32.5 | 1 | 32.5 |  | N/A |  |  | o | 846485.1325 |  | 235134.759 |  | 26.0457 |  | 7.2349 | [6 empty] | 0 |  | 0 |  | 45.7% | 130107.9 |  | 15 | 1951618.5 | 60049800 |  |  | 8.3 |  | 0.43373 |  | 0.12048 |  | 1.8072
\cite{Lenzen2002} | Lenzen | 1997 | 1980 | 1980 | #N/A | IO | CMO | Denmark | 55 | 1 | 55 | 1980 | N/A | 16 | 20 | o | 470135.3684 |  | 130593.1579 |  | 8.5479 |  | 2.3744 | [6 empty] | 0 |  | 0 |  | 20.6% | 99250.8 |  | 20 | 1985016 | 36091200 |  |  | 15.2 |  | 0.23684 |  | 0.065789 |  | 1.3158
\cite{Lenzen2002} | Lenzen | 1991 |  | 1991 | 2.5305 | IO | CMT | Japan | 100 | 1 | 100 |  | N/A |  |  | o | 4966920 |  | 1379700 |  | 49.6692 |  | 13.797 | [6 empty] | 395697.96 |  | 3.957 |  | 31.5% | 275940 |  | 20 | 5518800 | 55188000 |  |  | 4 |  | 0.9 |  | 0.25 |  | 5 | 71.7
\cite{Lenzen2002} | Lenzen | 1992 |  | 1992 | 2.6787 | IO | CMOT | Japan | 100 | 1 | 100 |  | N/A |  |  | o | 6850924.1379 |  | 1903034.4828 |  | 68.5092 |  | 19.0303 | [6 empty] | 527597.28 |  | 5.276 |  | 31.5% | 275940 |  | 20 | 5518800 | 55188000 |  |  | 2.9 |  | 1.2414 |  | 0.34483 |  | 6.8966 | 95.6
\cite{Lenzen2002} | Lenzen | 1992 |  | 1992 | 2.6787 | IO | CMOT | Japan | 100 | 1 | 100 |  | N/A | 30 |  | o | 874265.3465 |  | 242851.4851 |  | 8.7427 |  | 2.4285 | [6 empty] | 247978.08 |  | 2.4798 |  | 28% | 245280 |  | 30 | 7358400 | 73584000 |  |  | 30.3 |  | 0.11881 |  | 0.033003 |  | 0.9901 | 33.7
\cite{Lenzen2002} | Lenzen | 1992 |  | 1992 | 2.6787 | IO | CMOT | Japan | 100 | 1 | 100 |  | N/A | 30 |  | o | 2045578.3784 |  | 568216.2162 |  | 20.4558 |  | 5.6822 | [6 empty] | 0 |  | 0 |  | 40% | 350400 |  | 30 | 10512000 | 105120000 |  |  | 18.5 |  | 0.19459 |  | 0.054054 |  | 1.6216
\cite{Lenzen2002} | Lenzen | 1996 |  | 1996 | 5.6739 | IO | CMO | Japan | 100 | 1 | 100 |  | N/A |  |  | o | 8226782.6087 |  | 2285217.3913 |  | 82.2678 |  | 22.8522 | [6 empty] | 649641.6 |  | 6.4964 |  | 20% | 175200 |  | 30 | 5256000 | 52560000 |  |  | 2.3 |  | 1.5652 |  | 0.43478 |  | 13.0435 | 123.6
\cite{Lenzen2002} | Lenzen | 1996 | 1984 | 1984 | #N/A | IO | CMO | Japan | 100 | 1 | 100 | 1984 | N/A | 30 |  | o | 5160436.3636 |  | 1433454.5455 |  | 51.6044 |  | 14.3345 | [6 empty] | 390100.32 |  | 3.901 |  | 18% | 157680 |  | 20 | 3153600 | 31536000 |  |  | 2.2 |  | 1.6364 |  | 0.45455 |  | 9.0909 | 123.7
\cite{Lenzen2002} | Lenzen | 2001 |  | 2001 | 23.3242 | IO | CMT | Japan | 100 | 1 | 100 |  | N/A | 30 | 30 | o | 4354971.4286 |  | 1209714.2857 |  | 43.5497 |  | 12.0971 | [6 empty] | 300275.28 |  | 1.7663 |  | 34.8% | 304848 |  | 25 | 7621200 | 76212000 |  |  | 6.3 |  | 0.57143 |  | 0.15873 |  | 3.9683 | 39.4
\cite{Lenzen2002} | Lenzen | 1996 |  | 1996 | 5.6739 | IO | CMO | Japan | 170 | 1 | 170 |  | N/A | 27 |  | o | 4159489.6552 |  | 1155413.7931 |  | 24.4676 |  | 6.7966 | [6 empty] | 317646.36 |  | 1.0588 |  | 22.5% | 335070 |  | 20 | 6701400 | 39420000 |  |  | 5.8 |  | 0.62069 |  | 0.17241 |  | 3.4483 | 47.4
\cite{Lenzen2002} | Lenzen | 1996 |  | 1996 | 5.6739 | IO | CMO | Japan | 300 | 1 | 300 |  | N/A | 28 |  | o | 4006927.0588 |  | 1113035.2941 |  | 13.3564 |  | 3.7101 | [6 empty] | 330181.92 |  | 0.96403 |  | 18% | 473040 |  | 20 | 9460800 | 31536000 |  |  | 8.5 |  | 0.42353 |  | 0.11765 |  | 2.3529 | 34.9
\cite{White1998} | White | 1999 |  | 1999 | 12.3721 | IO | (B)CDMOT | USA | 342.5 | 1 | 342.5 | Kenetech KVS-33 | onshore | 32.9 | 36.6 | o | 3381207.6522 |  | 939224.3478 |  | 9.8721 |  | 2.7423 | [6 empty] | 311071.104 |  | 0.77768 |  | 24% | 720072 |  | 30 | 21602160 | 63072000 |  |  | 23 |  | 0.15652 |  | 0.043478 |  | 1.3043 | 14.4
\cite{Lenzen2002} | Lenzen | 1996 |  | 1996 | 5.6739 | IO | CMO | Japan | 400 | 1 | 400 |  | N/A | 31 |  | o | 3983494.7368 |  | 1106526.3158 |  | 9.9587 |  | 2.7663 | [6 empty] | 304007.04 |  | 0.60801 |  | 18% | 630720 |  | 20 | 12614400 | 31536000 |  |  | 11.4 |  | 0.31579 |  | 0.087719 |  | 1.7544 | 24.1
\cite{Lenzen2002} | Lenzen | 1994 |  | 1994 | 3.3439 | IO | CM | Germany | 500 | 1 | 500 |  | N/A |  |  | o | 0 |  | 0 |  | 0 |  | 0 | [6 empty] | 436843.68 |  | 0.87369 |  | 27.4% | 1200120 |  | 20 | 24002400 | 48004800 |  |  |  |  | 0 |  |  |  | 0 | 18.2
\cite{Lenzen2002} | Lenzen | 1998 |  | 1998 | 8.7343 | IO | CGMOT | Germany | 500 | 1 | 500 | 3 blades | N/A | 40.3 | 44 | o | 6061464.9351 |  | 1683740.2597 |  | 12.1229 |  | 3.3675 | [6 empty] | 0 |  | 0 |  | 29.6% | 1296480 |  | 20 | 25929600 | 51859200 |  |  | 15.4 |  | 0.23377 |  | 0.064935 |  | 1.2987
\cite{Lenzen2002} | Lenzen | 2001 |  | 2001 | 23.3242 | IO | CGMOT | Brazil | 500 | 1 | 500 | 3 blades; Enercon E-40 | N/A | 40.3 | 44 | o | 6437693.7931 |  | 1788248.2759 |  | 12.8754 |  | 3.5765 | [6 empty] | 0 |  | 0 |  | 29.6% | 1296480 |  | 20 | 25929600 | 51859200 |  |  | 14.5 |  | 0.24828 |  | 0.068966 |  | 1.3793
\cite{Lenzen2002} | Lenzen | 1997 |  | 1997 | 6.7157 | IO | BCDEGMOT | Denmark | 600 | 1 | 600 | 3 blades | N/A | 47 | 50 | o | 3714240 |  | 1031733.3333 |  | 6.1904 |  | 1.7196 | [6 empty] | 0 |  | 0 |  | 26.5% | 1392840 |  | 20 | 27856800 | 46428000 |  |  | 27 |  | 0.13333 |  | 0.037037 |  | 0.74074
\cite{White1998} | White | 1999 |  | 1999 | 12.3721 | IO | (B)CDMOT | USA | 600 | 1 | 600 | Tacke 600e | onshore | 46 | 60 | o | 6900818.8235 |  | 1916894.1176 |  | 11.5014 |  | 3.1948 | [6 empty] | 658261.44 |  | 1.0971 |  | 31% | 1629360 |  | 20 | 32587200 | 54312000 |  |  | 17 |  | 0.21176 |  | 0.058824 |  | 1.1765 | 20.2
\cite{Lenzen2002} | Lenzen | 2000 |  | 2000 | 16.3471 | IO | DM(O) | Belgium | 600 | 1 | 600 |  | N/A |  |  | o | 4655530.3597 |  | 1293202.8777 |  | 7.7592 |  | 2.1553 | [6 empty] | 284013.216 |  | 0.37868 |  | 34.2% | 1797552 |  | 20 | 35951040 | 59918400 |  |  | 27.8 |  | 0.1295 |  | 0.035971 |  | 0.71942 | 7.9
\cite{White1998} | White | 1999 |  | 1999 | 12.3721 | IO | (B)CDMOT | USA | 750 | 1 | 750 | Zond Z-46 | onshore | 46 | 48.5 | o | 5306538.4615 |  | 1474038.4615 |  | 7.0754 |  | 1.9654 | [6 empty] | 511638.75 |  | 0.51164 |  | 35% | 2299500 |  | 25 | 57487500 | 76650000 |  |  | 39 |  | 0.092308 |  | 0.025641 |  | 0.64103 | 8.9
\cite{Lenzen2002} | Lenzen | 1980 |  | 1980 | #N/A | IO | CM | UK | 1000 | 1 | 1000 |  | onshore | 46 |  | c | 11542176 |  | 3206160 |  | 11.5422 |  | 3.2062 | [6 empty] | 0 |  | 0 |  | 18.3% | 1603080 |  | 25 | 40077000 | 40077000 |  |  | 12.5 |  | 0.288 |  | 0.08 |  | 2
\cite{Lenzen2002} | Lenzen | 1980 |  | 1980 | #N/A | IO | CM | UK | 1000 | 1 | 1000 |  | N/A | 46 |  | c | 23652000 |  | 6570000 |  | 23.652 |  | 6.57 | [6 empty] | 0 |  | 0 |  | 18.3% | 1603080 |  | 25 | 40077000 | 40077000 |  |  | 6.1 |  | 0.59016 |  | 0.16393 |  | 4.0984
\cite{Lenzen2002} | Lenzen | 1996 |  | 1996 | 5.6739 | IO | CMO | Germany | 1000 | 1 | 1000 | 3 blades | N/A | 54 | 55 | o | 0 |  | 0 |  | 0 |  | 0 | [6 empty] | 713064 |  | 0.47538 |  | 18.5% | 1620600 |  | 20 | 32412000 | 32412000 |  |  |  |  | 0 |  |  |  | 0 | 22
\cite{Lenzen2002} | Lenzen | 1977 |  | 1977 | #N/A | IO | BCEMT | USA | 1500 | 1 | 1500 | 2 blades | N/A | 60 | 50 | c | 16442217.931 |  | 4567282.7586 |  | 10.9615 |  | 3.0449 | [6 empty] | 0 |  | 0 |  | 50.4% | 6622560 |  | 30 | 198676800 | 132451200 |  |  | 43.5 |  | 0.082759 |  | 0.022989 |  | 0.68966
\cite{Lenzen2002} | Lenzen | 1997 |  | 1997 | 6.7157 | IO | CMO | Denmark | 1500 | 1 | 1500 | 3 blades | offshore | 64 | 55 | c | 10909751.3514 |  | 3030486.4865 |  | 7.2732 |  | 2.0203 | [6 empty] | 0 |  | 0 |  | 38.4% | 5045760 |  | 20 | 100915200 | 67276800 |  |  | 33.3 |  | 0.10811 |  | 0.03003 |  | 0.6006
\cite{Lenzen2002} | Lenzen | 1998 |  | 1998 | 8.7343 | IO | CGMOT | Germany | 1500 | 1 | 1500 | 3 blades | N/A | 66 | 67 | o | 20800340.4255 |  | 5777872.3404 |  | 13.8669 |  | 3.8519 | [6 empty] | 0 |  | 0 |  | 31% | 4073400 |  | 20 | 81468000 | 54312000 |  |  | 14.1 |  | 0.25532 |  | 0.070922 |  | 1.4184
\cite{Brown2002} | Brown | 2000 |  | 2000 | 16.3471 | IO | MCO | Italy | 2500 | 1 | 2500 |  | N/A |  |  | o | 0 |  | 0 |  | 0 |  | 0 | [6 empty] | 0 |  | 0 |  | 0% | 0 |  |  | 0 | 0 |  |  | 7.7 |  | 0.46753 |  | 0.12987 |  | 0 | 36.15
\cite{Lenzen2002} | Lenzen | 1983 |  | 1983 | #N/A | IO | CM | Germany | 3000 | 1 | 3000 | 2 blades | N/A | 100 | 100 | o | 665167015.3846 |  | 184768615.3846 |  | 221.7223 |  | 61.5895 | [6 empty] | 0 |  | 0 |  | 45.7% | 12009960 |  | 20 | 240199200 | 80066400 |  |  | 1.3 |  | 2.7692 |  | 0.76923 |  | 15.3846
\cite{Lenzen2002} | Lenzen | 1996 |  | 1996 | 5.6739 | IO | CDMO | UK | 6600 | 1 | 6600 |  | N/A |  |  | o | 48287923.2 |  | 13413312 |  | 7.3164 |  | 2.0323 | [6 empty] | 0 |  | 0 |  | 29% | 16766640 |  | 20 | 335332800 | 50808000 |  |  | 25 |  | 0.144 |  | 0.04 |  | 0.8
\cite{Ardente2008} | Ardente | 2006 |  | 2006 | 71.9804 | IO | MTCOD | Italy | 7260 | 1 | 7260 |  | onshore | 50 | 55 | o | 0 |  | 0 |  | 0 |  | 0 | [6 empty] | 0 |  | 0 |  | 0% | 0 |  | 20 | 0 | 0 |  |  | 19.2 |  | 0.1875 |  | 0.052083 |  | 1.0417 | 14.8
\cite{Lenzen2002} | Lenzen | 1992 |  | 1992 | 2.6787 | PA | CDMOT | Germany | 0.3 | 1 | 0.3 | 3 blades | N/A | 1.5 | 11.6 | o | 6554.9829 |  | 1820.8286 |  | 21.8499 |  | 6.0694 | [6 empty] | 0 |  | 0 |  | 38.8% | 1019.664 |  | 20 | 20393.28 | 67977600 |  |  | 11.2 |  | 0.32143 |  | 0.089286 |  | 1.7857
\cite{Lenzen2002} | Lenzen | 1998 |  | 1998 | 8.7343 | PA | CMT(O) | Argentina | 2.5 | 1 | 2.5 |  | N/A |  |  | c | 58795.9322 |  | 16332.2034 |  | 23.5184 |  | 6.5329 | [6 empty] | 4047.12 |  | 0.1349 |  | 22% | 4818 |  | 20 | 96360 | 38544000 |  |  | 5.9 |  | 0.61017 |  | 0.16949 |  | 3.3898 | 42
\cite{Lenzen2002} | Lenzen | 1991 |  | 1991 | 2.5305 | PA | CGMOT | Germany | 30 | 1 | 30 | 2 blades | N/A | 12.5 | 14.8 | o | 230907.661 |  | 64141.0169 |  | 7.6969 |  | 2.138 | [6 empty] | 0 |  | 0 |  | 14.4% | 37843.2 |  | 20 | 756864 | 25228800 |  |  | 11.8 |  | 0.30508 |  | 0.084746 |  | 1.6949
\cite{Lenzen2002} | Lenzen | 1996 |  | 1996 | 5.6739 | PA | CDGMOT | Switzerland | 30 | 1 | 30 | 2 blades | N/A | 12.5 | 22 | o | 482195.6129 |  | 133943.2258 |  | 16.0732 |  | 4.4648 | [6 empty] | 21591.648 |  | 0.71972 |  | 7.9% | 20761.2 |  | 20 | 415224 | 13840800 |  |  | 3.1 |  | 1.1613 |  | 0.32258 |  | 6.4516 | 52
\cite{Lenzen2002} | Lenzen | 1998 |  | 1998 | 8.7343 | PA | CMT(O) | Argentina | 30 | 1 | 30 |  | N/A |  |  | c | 501536.3855 |  | 139315.6627 |  | 16.7179 |  | 4.6439 | [6 empty] | 33533.28 |  | 1.0162 |  | 22% | 57816 |  | 20 | 1156320 | 38544000 |  |  | 8.3 |  | 0.43373 |  | 0.12048 |  | 2.4096 | 29
\cite{Lenzen2002} | Lenzen | 1991 |  | 1991 | 2.5305 | PA | M | Germany | 33 | 1 | 33 | 2 blades | N/A | 14.8 | 22 | o | 299963.0118 |  | 83323.0588 |  | 9.0898 |  | 2.5249 | [6 empty] | 0 |  | 0 |  | 29.4% | 84989.52 |  | 20 | 1699790.4 | 51508800 |  |  | 20.4 |  | 0.17647 |  | 0.04902 |  | 0.98039
\cite{Lenzen2002} | Lenzen | 1991 |  | 1991 | 2.5305 | PA | M | Germany | 45 | 1 | 45 |  | N/A | 12.5 |  | o | 503074.2857 |  | 139742.8571 |  | 11.1794 |  | 3.1054 | [6 empty] | 0 |  | 0 |  | 33.5% | 132057 |  | 20 | 2641140 | 58692000 |  |  | 18.9 |  | 0.19048 |  | 0.05291 |  | 1.0582
\cite{Lenzen2002} | Lenzen | 1990 |  | 1990 | 2.236 | PA | M | Denmark | 95 | 1 | 95 | 3 blades | onshore | 19 | 22.6 | o | 211476.7059 |  | 58743.5294 |  | 2.2261 |  | 0.61835 | [6 empty] | 0 |  | 0 |  | 25.2% | 209714.4 |  | 20 | 4194288 | 44150400 |  |  | 71.4 |  | 0.05042 |  | 0.014006 |  | 0.28011
\cite{Lenzen2002} | Lenzen | 1991 |  | 1991 | 2.5305 | PA | CGMT | Germany | 95 | 1 | 95 | 3 blades | onshore | 19 | 22.6 | o | 835596.7347 |  | 232110.2041 |  | 8.7958 |  | 2.4433 | [6 empty] | 0 |  | 0 |  | 20.5% | 170601 |  | 20 | 3412020 | 35916000 |  |  | 14.7 |  | 0.2449 |  | 0.068027 |  | 1.3605
\cite{Lenzen2002} | Lenzen | 1991 |  | 1991 | 2.5305 | PA | M | Germany | 95 | 1 | 95 | 3 blades | N/A | 19 | 22.6 | o | 626697.551 |  | 174082.6531 |  | 6.5968 |  | 1.8324 | [6 empty] | 0 |  | 0 |  | 20.5% | 170601 |  | 20 | 3412020 | 35916000 |  |  | 19.6 |  | 0.18367 |  | 0.05102 |  | 1.0204
\cite{Lenzen2002} | Lenzen | 1991 |  | 1991 | 2.5305 | PA | M | Germany | 100 | 1 | 100 | 2 blades | N/A | 34 | 24.2 | o | 789344.1916 |  | 219262.2754 |  | 7.8934 |  | 2.1926 | [6 empty] | 0 |  | 0 |  | 20.9% | 183084 |  | 20 | 3661680 | 36616800 |  |  | 16.7 |  | 0.21557 |  | 0.05988 |  | 1.1976
\cite{Lenzen2002} | Lenzen | 1996 |  | 1996 | 5.6739 | PA | CMO | Germany | 100 | 1 | 100 | 3 blades | N/A | 20 | 30 | o | 2386097.3494 |  | 662804.8193 |  | 23.861 |  | 6.628 | [6 empty] | 93521.76 |  | 0.62348 |  | 31.4% | 275064 |  | 20 | 5501280 | 55012800 |  |  | 8.3 |  | 0.43373 |  | 0.12048 |  | 2.4096 | 17
\cite{Lenzen2002} | Lenzen | 1990 |  | 1990 | 2.236 | PA | M | Denmark | 150 | 1 | 150 |  | N/A |  |  | o | 747820.5882 |  | 207727.9412 |  | 4.9855 |  | 1.3849 | [6 empty] | 87111.9585 |  | 0.58075 |  | 30.1% | 395514 |  | 25 | 9887850 | 65919000 |  |  | 47.6 |  | 0.07563 |  | 0.021008 |  | 0.52521 | 8.81
\cite{Lenzen2002} | Lenzen | 1991 |  | 1991 | 2.5305 | PA | M | Germany | 150 | 1 | 150 | 3 blades | N/A | 23 | 30 | o | 1187237.6471 |  | 329788.2353 |  | 7.9149 |  | 2.1986 | [6 empty] | 0 |  | 0 |  | 25.6% | 336384 |  | 20 | 6727680 | 44851200 |  |  | 20.4 |  | 0.17647 |  | 0.04902 |  | 0.98039
\cite{Lenzen2002} | Lenzen | 1996 |  | 1996 | 5.6739 | PA | CDGMOT | Switzerland | 150 | 1 | 150 | 3 blades | N/A | 23.8 | 30 | o | 1438041.6 |  | 399456 |  | 9.5869 |  | 2.663 | [6 empty] | 55923.84 |  | 0.33893 |  | 7.6% | 99864 |  | 20 | 1997280 | 13315200 |  |  | 5 |  | 0.72 |  | 0.2 |  | 4 | 28
\cite{Lenzen2002} | Lenzen | 1991 |  | 1991 | 2.5305 | PA | M | Germany | 165 | 1 | 165 | 3 blades | N/A | 25 | 32 | o | 894220.8 |  | 248394.6667 |  | 5.4195 |  | 1.5054 | [6 empty] | 0 |  | 0 |  | 23.2% | 335332.8 |  | 20 | 6706656 | 40646400 |  |  | 27 |  | 0.13333 |  | 0.037037 |  | 0.74074
\cite{Lenzen2002} | Lenzen | 1991 |  | 1991 | 2.5305 | PA | M | Germany | 200 | 1 | 200 | 3 blades | N/A | 26 | 30 | o | 1401600 |  | 389333.3333 |  | 7.008 |  | 1.9467 | [6 empty] | 0 |  | 0 |  | 21% | 367920 |  | 20 | 7358400 | 36792000 |  |  | 18.9 |  | 0.19048 |  | 0.05291 |  | 1.0582
\cite{Lenzen2002} | Lenzen | 1991 |  | 1991 | 2.5305 | PA | M | Germany | 225 | 1 | 225 |  | N/A | 27 |  | o | 1753030.5882 |  | 486952.9412 |  | 7.7912 |  | 2.1642 | [6 empty] | 0 |  | 0 |  | 39.9% | 786429 |  | 20 | 15728580 | 69904800 |  |  | 32.3 |  | 0.11146 |  | 0.03096 |  | 0.6192
\cite{Lenzen2002} | Lenzen | 1998 |  | 1998 | 8.7343 | PA | CMT(O) | Argentina | 225 | 1 | 225 |  | N/A |  |  | c | 2497651.2 |  | 693792 |  | 11.1007 |  | 3.0835 | [6 empty] | 156103.2 |  | 0.58907 |  | 22% | 433620 |  | 20 | 8672400 | 38544000 |  |  | 12.5 |  | 0.288 |  | 0.08 |  | 1.6 | 18
\cite{Lenzen2002} | Lenzen | 1991 |  | 1991 | 2.5305 | PA | M | Germany | 265 | 1 | 265 | 2 blades | N/A | 52 | 30.5 | o | 2035689.2308 |  | 565469.2308 |  | 7.6818 |  | 2.1338 | [6 empty] | 0 |  | 0 |  | 19% | 441066 |  | 20 | 8821320 | 33288000 |  |  | 15.6 |  | 0.23077 |  | 0.064103 |  | 1.2821
\cite{Lenzen2002} | Lenzen | 1990 |  | 1990 | 2.236 | PA | CMT | Germany | 300 | 1 | 300 | 3 blades | N/A | 32 | 34 | o | 1692985.2632 |  | 470273.6842 |  | 5.6433 |  | 1.5676 | [6 empty] | 0 |  | 0 |  | 28.9% | 759492 |  | 20 | 15189840 | 50632800 |  |  | 32.3 |  | 0.11146 |  | 0.03096 |  | 0.6192
\cite{Lenzen2002} | Lenzen | 1991 |  | 1991 | 2.5305 | PA | M | Germany | 300 | 1 | 300 |  | N/A | 32 |  | c | 2796192 |  | 776720 |  | 9.3206 |  | 2.5891 | [6 empty] | 0 |  | 0 |  | 39.9% | 1048572 |  | 20 | 20971440 | 69904800 |  |  | 27 |  | 0.13333 |  | 0.037037 |  | 0.74074
\cite{Lenzen2002} | Lenzen | 1992 |  | 1992 | 2.6787 | PA | CDGMOT | Germany | 300 | 1 | 300 | 3 blades | N/A | 32 | 34 | c | 2142743.3514 |  | 595206.4865 |  | 7.1425 |  | 1.984 | [6 empty] | 0 |  | 0 |  | 41.9% | 1101132 |  | 20 | 22022640 | 73408800 |  |  | 37 |  | 0.097297 |  | 0.027027 |  | 0.54054
\cite{Lenzen2002} | Lenzen | 1993 |  | 1993 | 2.9023 | PA | CDMOT | Germany | 300 | 1 | 300 |  | N/A |  |  | o | 1988075.9447 |  | 552243.318 |  | 6.6269 |  | 1.8408 | [6 empty] | 131820.48 |  | 0.4394 |  | 22.8% | 599184 |  | 20 | 11983680 | 39945600 |  |  | 21.7 |  | 0.1659 |  | 0.046083 |  | 0.92166 | 11
\cite{Lenzen2002} | Lenzen | 1994 |  | 1994 | 3.3439 | PA | MO(D) | Germany | 300 | 1 | 300 |  | N/A |  |  | o | 948159.2967 |  | 263377.5824 |  | 3.1605 |  | 0.87793 | [6 empty] | 0 |  | 0 |  | 22.8% | 599184 |  | 20 | 11983680 | 39945600 |  |  | 45.5 |  | 0.079121 |  | 0.021978 |  | 0.43956
\cite{Lenzen2002} | Lenzen | 1995 |  | 1995 | 4.2104 | PA | M | UK | 350 | 1 | 350 | 3 blades | N/A | 30 | 30 | o | 2782588.2353 |  | 772941.1765 |  | 7.9503 |  | 2.2084 | [6 empty] | 167403.6 |  | 0.41851 |  | 30% | 919800 |  | 20 | 18396000 | 52560000 |  |  | 23.8 |  | 0.15126 |  | 0.042017 |  | 0.84034 | 9.1
\cite{Lenzen2002} | Lenzen | 1997 |  | 1997 | 6.7157 | PA | M(O) | Denmark | 400 | 1 | 400 |  | N/A |  |  | o | 1150433.28 |  | 319564.8 |  | 2.8761 |  | 0.79891 | [6 empty] | 254054.016 |  | 0.56456 |  | 22.8% | 798912 |  | 20 | 15978240 | 39945600 |  |  | 50 |  | 0.072 |  | 0.02 |  | 0.4 | 15.9
\cite{Lenzen2002} | Lenzen | 1991 |  | 1991 | 2.5305 | PA | GM | Germany | 450 | 1 | 450 | 3 blades | N/A | 35 | 36 | o | 2729076.9231 |  | 758076.9231 |  | 6.0646 |  | 1.6846 | [6 empty] | 0 |  | 0 |  | 20% | 788400 |  | 20 | 15768000 | 35040000 |  |  | 20.8 |  | 0.17308 |  | 0.048077 |  | 0.96154
\cite{Lenzen2002} | Lenzen | 1994 |  | 1994 | 3.3439 | PA | M | Germany | 500 | 1 | 500 | 2/3 blades | N/A | 39 | 41 | o | 7830367.3469 |  | 2175102.0408 |  | 15.6607 |  | 4.3502 | [6 empty] | 258989.4 |  | 0.51798 |  | 36.5% | 1598700 |  | 20 | 31974000 | 63948000 |  |  | 14.7 |  | 0.2449 |  | 0.068027 |  | 1.3605 | 8.1
\cite{Lenzen2002} | Lenzen | 1998 |  | 1998 | 8.7343 | PA | CGMOT | Germany | 500 | 1 | 500 | 3 blades | N/A | 40.3 | 44 | o | 3922124.3697 |  | 1089478.9916 |  | 7.8442 |  | 2.179 | [6 empty] | 0 |  | 0 |  | 29.6% | 1296480 |  | 20 | 25929600 | 51859200 |  |  | 23.8 |  | 0.15126 |  | 0.042017 |  | 0.84034
\cite{Khan2005} | Khan | 2003 |  | 2003 | 38.1135 | PA | MCTOD | Canada | 500 | 1 | 500 |  | N/A |  |  | c | 0 |  | 0 |  | 0 |  | 0 | [6 empty] | 0 |  | 0 |  | 0% | 0 |  | 20 | 0 | 0 |  |  | 123.5 |  | 0.02915 |  | 0.0080972 |  | 0.16194 | 10
\cite{Khan2005} | Khan | 2003 |  | 2003 | 38.1135 | PA | MCTOD | Canada | 500 | 1 | 500 |  | N/A |  |  | c | 0 |  | 0 |  | 0 |  | 0 | [6 empty] | 0 |  | 0 |  | 0% | 0 |  | 20 | 0 | 0 |  |  | 125.8 |  | 0.028617 |  | 0.0079491 |  | 0.15898 | 7.1
\cite{Khan2005} | Khan | 2003 |  | 2003 | 38.1135 | PA | MCTOD | Canada | 500 | 1 | 500 |  | N/A |  |  | c | 0 |  | 0 |  | 0 |  | 0 | [6 empty] | 0 |  | 0 |  | 0% | 0 |  | 20 | 0 | 0 |  |  | 109.6 |  | 0.032847 |  | 0.0091241 |  | 0.18248 | 3.7
\cite{Wagner2004} | Wagner | 2004 |  | 2004 | 46.3965 | PA | MCTO | Germany | 500 | 1 | 500 | Enercon E-40 | onshore | 40.3 | 44 | c | 1306491.4286 |  | 362914.2857 |  | 2.613 |  | 0.72583 | [6 empty] | 0 |  | 0 |  | 29% | 1270200 |  | 20 | 25404000 | 50808000 |  |  | 70 |  | 0.051429 |  | 0.014286 |  | 0.28571
\cite{Wagner2004} | Wagner | 2004 |  | 2004 | 46.3965 | PA | MCTO | Germany | 500 | 1 | 500 | Enercon E-40 | onshore | 40.3 | 55 | c | 2261071.6981 |  | 628075.4717 |  | 4.5221 |  | 1.2562 | [6 empty] | 0 |  | 0 |  | 38% | 1664400 |  | 20 | 33288000 | 66576000 |  |  | 53 |  | 0.067925 |  | 0.018868 |  | 0.37736
\cite{Wagner2004} | Wagner | 2004 |  | 2004 | 46.3965 | PA | MCTO | Germany | 500 | 1 | 500 | Enercon E-40 | onshore | 40.3 | 65 | c | 4398442.1053 |  | 1221789.4737 |  | 8.7969 |  | 2.4436 | [6 empty] | 0 |  | 0 |  | 53% | 2321400 |  | 20 | 46428000 | 92856000 |  |  | 38 |  | 0.094737 |  | 0.026316 |  | 0.52632
\cite{Lenzen2002} | Lenzen | 2000 |  | 2000 | 16.3471 | PA | DM(O) | Belgium | 600 | 1 | 600 |  | N/A |  |  | o | 4271410.6931 |  | 1186502.9703 |  | 7.119 |  | 1.9775 | [6 empty] | 330749.568 |  | 0.33075 |  | 34.2% | 1797552 |  | 20 | 35951040 | 59918400 |  |  | 30.3 |  | 0.11881 |  | 0.033003 |  | 0.66007 | 9.2
\cite{Lenzen2002} | Lenzen | 1996 |  | 1996 | 5.6739 | PA | CMO | Germany | 1000 | 1 | 1000 | 3 blades | N/A | 54 | 55 | o | 0 |  | 0 |  | 0 |  | 0 | [6 empty] | 453768 |  | 0.45377 |  | 18.5% | 1620600 |  | 20 | 32412000 | 32412000 |  |  |  |  | 0 |  |  |  | 0 | 14
\cite{Lenzen2002} | Lenzen | 1996 |  | 1996 | 5.6739 | PA | CMO | Germany | 1000 | 1 | 1000 | 3 blades | N/A | 60 | 50 | c | 7983239.1608 |  | 2217566.4336 |  | 7.9832 |  | 2.2176 | [6 empty] | 634224 |  | 0.42282 |  | 36.2% | 3171120 |  | 20 | 63422400 | 63422400 |  |  | 28.6 |  | 0.12587 |  | 0.034965 |  | 0.6993 | 10
\cite{Lenzen2002} | Lenzen | 1998 |  | 1998 | 8.7343 | PA | CGMOT | Germany | 1500 | 1 | 1500 | 3 blades | N/A | 66 | 67 | o | 13515428.5714 |  | 3754285.7143 |  | 9.0103 |  | 2.5029 | [6 empty] | 0 |  | 0 |  | 31% | 4073400 |  | 20 | 81468000 | 54312000 |  |  | 21.7 |  | 0.1659 |  | 0.046083 |  | 0.92166
\cite{Lenzen2002} | Lenzen | 1999 |  | 1999 | 12.3721 | PA | CDGMOT | Germany | 1500 | 1 | 1500 |  | N/A | 66 | 67 | c | 11151513.308 |  | 3097642.5856 |  | 7.4343 |  | 2.0651 | [6 empty] | 0 |  | 0 |  | 31% | 4073400 |  | 20 | 81468000 | 54312000 |  |  | 26.3 |  | 0.13688 |  | 0.038023 |  | 0.76046
\cite{Lenzen2002} | Lenzen | 1999 |  | 1999 | 12.3721 | PA | CDGMOT | India | 1500 | 1 | 1500 | E-66 | N/A | 66 | 67 | c | 13873824.9201 |  | 3853840.2556 |  | 9.2492 |  | 2.5692 | [6 empty] | 0 |  | 0 |  | 45.9% | 6031260 |  | 20 | 120625200 | 80416800 |  |  | 31.3 |  | 0.11502 |  | 0.031949 |  | 0.63898
\cite{Wagner2004} | Wagner | 2004 |  | 2004 | 46.3965 | PA | MCTO | Germany | 1500 | 1 | 1500 | Enercon E-66 | onshore | 66 | 67 | c | 4730400 |  | 1314000 |  | 3.1536 |  | 0.876 | [6 empty] | 0 |  | 0 |  | 32% | 4204800 |  | 20 | 84096000 | 56064000 |  |  | 64 |  | 0.05625 |  | 0.015625 |  | 0.3125
\cite{Wagner2004} | Wagner | 2004 |  | 2004 | 46.3965 | PA | MCTO | Germany | 1500 | 1 | 1500 | Enercon E-66 | onshore | 66 | 67 | c | 7568640 |  | 2102400 |  | 5.0458 |  | 1.4016 | [6 empty] | 0 |  | 0 |  | 40% | 5256000 |  | 20 | 105120000 | 70080000 |  |  | 50 |  | 0.072 |  | 0.02 |  | 0.4
\cite{Wagner2004} | Wagner | 2004 |  | 2004 | 46.3965 | PA | MCTO | Germany | 1500 | 1 | 1500 | Enercon E-66 | onshore | 66 | 67 | c | 12614400 |  | 3504000 |  | 8.4096 |  | 2.336 | [6 empty] | 0 |  | 0 |  | 52% | 6832800 |  | 20 | 136656000 | 91104000 |  |  | 39 |  | 0.092308 |  | 0.025641 |  | 0.51282
\cite{Lenzen2002} | Lenzen | 1991 |  | 1991 | 2.5305 | PA | M | Germany | 3000 | 1 | 3000 |  | N/A | 80 |  | c | 29149491.8919 |  | 8097081.0811 |  | 9.7165 |  | 2.699 | [6 empty] | 0 |  | 0 |  | 34.2% | 8987760 |  | 20 | 179755200 | 59918400 |  |  | 22.2 |  | 0.16216 |  | 0.045045 |  | 0.9009
\cite{Lenzen2002} | Lenzen | 1991 |  | 1991 | 2.5305 | PA | GM | Germany | 3000 | 1 | 3000 | 2 blades | N/A | 100 | 100 | o | 37351729.8701 |  | 10375480.5195 |  | 12.4506 |  | 3.4585 | [6 empty] | 0 |  | 0 |  | 30.4% | 7989120 |  | 20 | 159782400 | 53260800 |  |  | 15.4 |  | 0.23377 |  | 0.064935 |  | 1.2987
\cite{Tryfonidou2004} | Tryfonidou | 2004 |  | 2004 | 46.3965 | PA | MTCOD | Germany | 5000 | 1 | 5000 | Repower Systems AG | offshore | 126.5 | 95 | c | 106540540.5405 |  | 29594594.5946 |  | 21.3081 |  | 5.9189 | [6 empty] | 0 |  | 0 |  | 50% | 21900000 |  | 20 | 438000000 | 87600000 |  |  | 14.8 |  | 0.24324 |  | 0.067568 |  | 0.33
\cite{Hondo2005} | Hondo | 2005 |  | 2005 | 57.6165 | Hybrid | CMO | Japan | 300 | 1 | 300 |  | N/A |  |  | c | 1924230.5085 |  | 534508.4746 |  | 6.4141 |  | 1.7817 | [6 empty] | 0 |  | 0 |  | 20% | 525600 |  | 30 | 15768000 | 52560000 |  |  | 29.5 |  | 0.12203 |  | 0.033898 |  | 1.0169
\cite{Hondo2005} | Hondo | 2005 |  | 2005 | 57.6165 | Hybrid | CMO | Japan | 400 | 1 | 400 |  | N/A |  |  | c | 3728394.0887 |  | 1035665.0246 |  | 9.321 |  | 2.5892 | [6 empty] | 0 |  | 0 |  | 20% | 700800 |  | 30 | 21024000 | 52560000 |  |  | 20.3 |  | 0.17734 |  | 0.049261 |  | 1.4778
\cite{Lenzen2004} | Lenzen | 2004 |  | 2004 | 46.3965 | Hybrid | MTCOD | Germany | 500 | 1 | 500 | Enercon E-40 | onshore | 40.3 | 44 | c | 0 |  | 0 |  | 0 |  | 0 | [6 empty] | 0 |  | 0 |  | 0% | 0 |  |  | 0 | 0 |  |  | 8.4 |  | 0.42857 |  | 0.11905 |  | 0 | 45
\cite{Lenzen2004} | Lenzen | 2004 |  | 2004 | 46.3965 | Hybrid | MTCOD | Germany | 500 | 1 | 500 | Enercon E-40 | onshore | 40.3 | 55 | c | 0 |  | 0 |  | 0 |  | 0 | [6 empty] | 0 |  | 0 |  | 0% | 0 |  |  | 0 | 0 |  |  | 7.8 |  | 0.46154 |  | 0.12821 |  | 0 | 48
\cite{Lenzen2004} | Lenzen | 2004 |  | 2004 | 46.3965 | Hybrid | MTCOD | Germany | 500 | 1 | 500 | Enercon E-40 | onshore | 40.3 | 55 | c | 0 |  | 0 |  | 0 |  | 0 | [6 empty] | 0 |  | 0 |  | 0% | 0 |  |  | 0 | 0 |  |  | 6.2 |  | 0.58065 |  | 0.16129 |  | 0 | 61
\cite{Lenzen2004} | Lenzen | 2004 |  | 2004 | 46.3965 | Hybrid | MTCOD | Germany | 500 | 1 | 500 | Enercon E-40 | onshore | 40.3 | 55 | c | 0 |  | 0 |  | 0 |  | 0 | [6 empty] | 0 |  | 0 |  | 0% | 0 |  |  | 0 | 0 |  |  | 4.7 |  | 0.76596 |  | 0.21277 |  | 0 | 81
\cite{Lenzen2004} | Lenzen | 2004 |  | 2004 | 46.3965 | Hybrid | MTCOD | Germany | 500 | 1 | 500 | Enercon E-40 | onshore | 40.3 | 65 | c | 0 |  | 0 |  | 0 |  | 0 | [6 empty] | 0 |  | 0 |  | 0% | 0 |  |  | 0 | 0 |  |  | 4.9 |  | 0.73469 |  | 0.20408 |  | 0 | 77
\cite{Lenzen2004} | Lenzen | 2004 |  | 2004 | 46.3965 | Hybrid | MTCOD | Germany & Brazil | 500 | 1 | 500 | Enercon E-40 | onshore | 40.3 | 44 | c | 0 |  | 0 |  | 0 |  | 0 | [6 empty] | 0 |  | 0 |  | 0% | 0 |  |  | 0 | 0 |  |  | 22.5 |  | 0.16 |  | 0.044444 |  | 0 | 15
\cite{Lenzen2004} | Lenzen | 2004 |  | 2004 | 46.3965 | Hybrid | MTCOD | Germany & Brazil | 500 | 1 | 500 | Enercon E-40 | onshore | 40.3 | 55 | c | 0 |  | 0 |  | 0 |  | 0 | [6 empty] | 0 |  | 0 |  | 0% | 0 |  |  | 0 | 0 |  |  | 21.2 |  | 0.16981 |  | 0.04717 |  | 0 | 16
\cite{Lenzen2004} | Lenzen | 2004 |  | 2004 | 46.3965 | Hybrid | MTCOD | Germany & Brazil | 500 | 1 | 500 | Enercon E-40 | onshore | 40.3 | 55 | c | 0 |  | 0 |  | 0 |  | 0 | [6 empty] | 0 |  | 0 |  | 0% | 0 |  |  | 0 | 0 |  |  | 16.4 |  | 0.21951 |  | 0.060976 |  | 0 | 20
\cite{Lenzen2004} | Lenzen | 2004 |  | 2004 | 46.3965 | Hybrid | MTCOD | Germany & Brazil | 500 | 1 | 500 | Enercon E-40 | onshore | 40.3 | 55 | c | 0 |  | 0 |  | 0 |  | 0 | [6 empty] | 0 |  | 0 |  | 0% | 0 |  |  | 0 | 0 |  |  | 12 |  | 0.3 |  | 0.083333 |  | 0 | 27
\cite{Lenzen2004} | Lenzen | 2004 |  | 2004 | 46.3965 | Hybrid | MTCOD | Germany & Brazil | 500 | 1 | 500 | Enercon E-40 | onshore | 40.3 | 65 | c | 0 |  | 0 |  | 0 |  | 0 | [6 empty] | 0 |  | 0 |  | 0% | 0 |  |  | 0 | 0 |  |  | 12.4 |  | 0.29032 |  | 0.080645 |  | 0 | 26
\cite{Lenzen2004} | Lenzen | 2004 |  | 2004 | 46.3965 | Hybrid | MTCOD | Germany & Brazil | 500 | 1 | 500 | Enercon E-40 | onshore | 40.3 | 44 | c | 0 |  | 0 |  | 0 |  | 0 | [6 empty] | 0 |  | 0 |  | 0% | 0 |  |  | 0 | 0 |  |  | 27.7 |  | 0.12996 |  | 0.036101 |  | 0 | 8
\cite{Lenzen2004} | Lenzen | 2004 |  | 2004 | 46.3965 | Hybrid | MTCOD | Germany & Brazil | 500 | 1 | 500 | Enercon E-40 | onshore | 40.3 | 55 | c | 0 |  | 0 |  | 0 |  | 0 | [6 empty] | 0 |  | 0 |  | 0% | 0 |  |  | 0 | 0 |  |  | 25.7 |  | 0.14008 |  | 0.038911 |  | 0 | 8
\cite{Lenzen2004} | Lenzen | 2004 |  | 2004 | 46.3965 | Hybrid | MTCOD | Germany & Brazil | 500 | 1 | 500 | Enercon E-40 | onshore | 40.3 | 55 | c | 0 |  | 0 |  | 0 |  | 0 | [6 empty] | 0 |  | 0 |  | 0% | 0 |  |  | 0 | 0 |  |  | 20 |  | 0.18 |  | 0.05 |  | 0 | 10
\cite{Lenzen2004} | Lenzen | 2004 |  | 2004 | 46.3965 | Hybrid | MTCOD | Germany & Brazil | 500 | 1 | 500 | Enercon E-40 | onshore | 40.3 | 55 | c | 0 |  | 0 |  | 0 |  | 0 | [6 empty] | 0 |  | 0 |  | 0% | 0 |  |  | 0 | 0 |  |  | 15.6 |  | 0.23077 |  | 0.064103 |  | 0 | 13
\cite{Lenzen2004} | Lenzen | 2004 |  | 2004 | 46.3965 | Hybrid | MTCOD | Germany & Brazil | 500 | 1 | 500 | Enercon E-40 | onshore | 40.3 | 65 | c | 0 |  | 0 |  | 0 |  | 0 | [6 empty] | 0 |  | 0 |  | 0% | 0 |  |  | 0 | 0 |  |  | 16.4 |  | 0.21951 |  | 0.060976 |  | 0 | 12
\cite{Lenzen2004} | Lenzen | 2004 |  | 2004 | 46.3965 | Hybrid | MTCOD | Brazil | 500 | 1 | 500 | Enercon E-40 | onshore | 40.3 | 44 | c | 0 |  | 0 |  | 0 |  | 0 | [6 empty] | 0 |  | 0 |  | 0% | 0 |  |  | 0 | 0 |  |  | 32.7 |  | 0.11009 |  | 0.030581 |  | 0 | 3
\cite{Lenzen2004} | Lenzen | 2004 |  | 2004 | 46.3965 | Hybrid | MTCOD | Brazil | 500 | 1 | 500 | Enercon E-40 | onshore | 40.3 | 55 | c | 0 |  | 0 |  | 0 |  | 0 | [6 empty] | 0 |  | 0 |  | 0% | 0 |  |  | 0 | 0 |  |  | 30 |  | 0.12 |  | 0.033333 |  | 0 | 3
\cite{Lenzen2004} | Lenzen | 2004 |  | 2004 | 46.3965 | Hybrid | MTCOD | Brazil | 500 | 1 | 500 | Enercon E-40 | onshore | 40.3 | 55 | c | 0 |  | 0 |  | 0 |  | 0 | [6 empty] | 0 |  | 0 |  | 0% | 0 |  |  | 0 | 0 |  |  | 24 |  | 0.15 |  | 0.041667 |  | 0 | 3
\cite{Lenzen2004} | Lenzen | 2004 |  | 2004 | 46.3965 | Hybrid | MTCOD | Brazil | 500 | 1 | 500 | Enercon E-40 | onshore | 40.3 | 55 | c | 0 |  | 0 |  | 0 |  | 0 | [6 empty] | 0 |  | 0 |  | 0% | 0 |  |  | 0 | 0 |  |  | 18.9 |  | 0.19048 |  | 0.05291 |  | 0 | 4
\cite{Lenzen2004} | Lenzen | 2004 |  | 2004 | 46.3965 | Hybrid | MTCOD | Brazil | 500 | 1 | 500 | Enercon E-40 | onshore | 40.3 | 65 | c | 0 |  | 0 |  | 0 |  | 0 | [6 empty] | 0 |  | 0 |  | 0% | 0 |  |  | 0 | 0 |  |  | 18.9 |  | 0.19048 |  | 0.05291 |  | 0 | 4
\cite{Lenzen2004} | Lenzen | 2004 |  | 2004 | 46.3965 | Hybrid | MTCOD | Brazil | 500 | 1 | 500 | Enercon E-40 | onshore | 40.3 | 44 | c | 0 |  | 0 |  | 0 |  | 0 | [6 empty] | 0 |  | 0 |  | 0% | 0 |  |  | 0 | 0 |  |  | 40 |  | 0.09 |  | 0.025 |  | 0 | 2
\cite{Lenzen2004} | Lenzen | 2004 |  | 2004 | 46.3965 | Hybrid | MTCOD | Brazil | 500 | 1 | 500 | Enercon E-40 | onshore | 40.3 | 55 | c | 0 |  | 0 |  | 0 |  | 0 | [6 empty] | 0 |  | 0 |  | 0% | 0 |  |  | 0 | 0 |  |  | 40 |  | 0.09 |  | 0.025 |  | 0 | 2
\cite{Lenzen2004} | Lenzen | 2004 |  | 2004 | 46.3965 | Hybrid | MTCOD | Brazil | 500 | 1 | 500 | Enercon E-40 | onshore | 40.3 | 55 | c | 0 |  | 0 |  | 0 |  | 0 | [6 empty] | 0 |  | 0 |  | 0% | 0 |  |  | 0 | 0 |  |  | 32.7 |  | 0.11009 |  | 0.030581 |  | 0 | 2
\cite{Lenzen2004} | Lenzen | 2004 |  | 2004 | 46.3965 | Hybrid | MTCOD | Brazil | 500 | 1 | 500 | Enercon E-40 | onshore | 40.3 | 55 | c | 0 |  | 0 |  | 0 |  | 0 | [6 empty] | 0 |  | 0 |  | 0% | 0 |  |  | 0 | 0 |  |  | 25.7 |  | 0.14008 |  | 0.038911 |  | 0 | 3
\cite{Lenzen2004} | Lenzen | 2004 |  | 2004 | 46.3965 | Hybrid | MTCOD | Brazil | 500 | 1 | 500 | Enercon E-40 | onshore | 40.3 | 65 | c | 0 |  | 0 |  | 0 |  | 0 | [6 empty] | 0 |  | 0 |  | 0% | 0 |  |  | 0 | 0 |  |  | 25.7 |  | 0.14008 |  | 0.038911 |  | 0 | 3
\cite{Lenzen2002} | Lenzen | 2000 |  | 2000 | 16.3471 | N/A | MTCGOD | Denmark | 500 | 1 | 500 | 3-blades | offshore | 39 | 40.5 | o | 2458947.3684 |  | 683040.9357 |  | 4.9179 |  | 1.3661 | [6 empty] | 578160 |  | 1.1563 |  | 40% | 1752000 |  | 20 | 35040000 | 70080000 |  |  | 51.3 |  | 0.070175 |  | 0.019493 |  | 0.38986 | 16.5
\cite{Lenzen2002} | Lenzen | 2000 |  | 2000 | 16.3471 | N/A | MTCGOD | Denmark | 500 | 1 | 500 |  | onshore |  | 41.5 | o | 1640364.1092 |  | 455656.697 |  | 3.2807 |  | 0.91131 | [6 empty] | 339888 |  | 0.22659 |  | 40% | 1752000 |  | 20 | 35040000 | 70080000 |  |  | 76.9 |  | 0.046814 |  | 0.013004 |  | 0.26008 | 9.7
\cite{Pehnt2006} | Pehnt | 2006 |  | 2006 | 71.9804 | N/A | MTCOD | Germany | 1500 | 1 | 1500 |  | N/A |  |  | c | 0 |  | 0 |  | 0 |  | 0 | [6 empty] | 0 |  | 0 |  | 0% | 0 |  |  | 0 | 0 |  |  | 30 |  | 0.12 |  | 0.033333 |  | 0 | 10.2
\cite{Pehnt2006} | Pehnt | 2006 |  | 2006 | 71.9804 | N/A | MCOTD | Germany | 1500 | 1 | 1500 |  | onshore |  |  | c | 0 |  | 0 |  | 0 |  | 0 | [6 empty] | 0 |  | 0 |  | 0% | 0 |  |  | 0 | 0 |  |  | 29.4 |  | 0.12245 |  | 0.034014 |  | 0 | 10.2
\cite{Pehnt2006} | Pehnt | 2006 |  | 2006 | 71.9804 | N/A | MTCOD | Germany | 2500 | 1 | 2500 |  | N/A |  |  | c | 0 |  | 0 |  | 0 |  | 0 | [6 empty] | 0 |  | 0 |  | 0% | 0 |  |  | 0 | 0 |  |  | 32.7 |  | 0.11009 |  | 0.030581 |  | 0 | 8.9
\cite{Pehnt2006} | Pehnt | 2006 |  | 2006 | 71.9804 | N/A | MCOTD | Germany | 2500 | 1 | 2500 |  | offshore |  |  | c | 0 |  | 0 |  | 0 |  | 0 | [6 empty] | 0 |  | #DIV/0! |  | 0% | 0 |  |  | 0 | 0 |  |  | 32.3 |  | 0.11146 |  | 0.03096 |  | 0 | 8.9
\cite{Gagnon2002} | Gagnon | 2002 |  | 2002 | 30.2605 | N/A | TCO | USA |  | 1 | 0 |  | N/A |  |  | c | 0 |  | 0 |  | #DIV/0! |  | #DIV/0! | [6 empty] | 0 |  | #DIV/0! |  | 0% | 0 |  |  | 0 | #DIV/0! |  |  | 80 |  | 0.045 |  | 0.0125 |  | 0 | 8.16
Table 1 Metadata analysis of wind power systems from Kubiszewski & Cleveland (2009)

## Data - Dale (2012)
Ref | Author | Publication year | Installation year | Capacity reference year | Installed capacity wind [MW] | Analysis type | Scope as stated | Location | Turbine power rating [kW] | Number turbines | Total capacity [kW] | Turbine information | On/offshore | Rotor diameter [m] | Hub height [m] | Operational/ conceptual | Gross energy requirement [MJ(p)] | Error gross energy requirement [MJ(p)] | Gross energy requirement [kWh(p)] | Error gross energy requirement [kWh(p)] | CED [MJ(p)/Wp] | Error CED [MJ(p)/Wp] | CED [kWh(p)/Wp] | Error CED [kWh(p)/Wp] | Electricity conversion factor [%] | Gross energy requirement [kWh(e)] | Error gross energy requirement [kWh(e)] | CED [kWh(e)/Wp] | Error CED [kWh(e)/Wp] | Total CO2 emissions [kg CO2-eq] | Error total CO2 emissions [kg CO2-eq] | CO2 emissions [kg CO2-eq/Wp] | Error CO2 emissions [kg CO2-eq/Wp] | Capacity factor [%] | Annual electricity output [kWh(e)/yr] | Error annual electricity output [kWh(e)/yr] | Lifetime [yr] | Total electricity output [kWh(e)] | Specific electricity output [kWh(e)/MWp] | EROI, no quality adjustment | Error EROI | EROI (primary) | Error EROI (primary) | Energy intensity [MJ(p)/kWh(e)] | Error energy intensity [MJ(p)/kWh(e)] | Energy intensity [kWh(in-p)/kWh(out-e)] | Error Energy intensity [kWh(in-p)/kWh(out-e)] | Energy payback time [yrs] | CO2 intensity [gCO2-eq/kWh] | Error CO2 intensity [g-CO2/kWh] | GHG payback time [mths] | Comments
\cite{Nalukowe2006} | Nalukowe | 2006 |  | 2006 | 71.9804 | N/A |  |  | 3000 | 1 | 3000 |  | N/A |  |  | c | 3028000 |  |  |  | 1.0093 |  | 0.28037 |  | 2.5743 | 7795000 | [7 empty] | 30.02% | 7889256 |  | 20 | 157800000 | 52600000 |  |  | 187.609 |  |  |  | 0.0053302 |  | 0.1066
\cite{Lee2008} | Lee | 2008 |  | 2008 | 116.9072 | N/A |  | Taiwan | 1750 | 2 | 3500 |  | N/A | 60 | 60 | o | 8608000 |  |  |  | 2.4594 |  | 0.68317 |  | 0 | [8 empty] | 42.6% | 13061160 |  | 20 | 261223200 | 74635200 |  |  | 109.2476 |  |  |  | 0.0091535 |  | 0.18307
\cite{Lee2008} | Lee | 2008 |  | 2008 | 116.9072 | N/A |  | Taiwan | 660 | 4 | 2640 |  | N/A | 47 | 45 | o | 7760000 |  |  |  | 2.9394 |  | 0.8165 |  | 0 | [8 empty] | 18.9% | 4370889.6 |  | 20 | 87417792 | 33112800 |  |  | 40.5546 |  |  |  | 0.024658 |  | 0.49316
\cite{Lee2008} | Lee | 2008 |  | 2008 | 116.9072 | N/A |  | Taiwan | 600 | 4 | 2400 |  | N/A | 43.7 | 46 | o | 7178000 |  |  |  | 2.9908 |  | 0.83079 |  | 0 | [8 empty] | 30.9% | 6496416 |  | 20 | 129928320 | 54136800 |  |  | 65.1633 |  |  |  | 0.015346 |  | 0.30692
\cite{Martinez2009} | Martinez | 2009 |  | 2009 | 151.3705 | N/A |  | Spain | 2000 | 1 | 2000 |  | N/A |  |  | c | 8368965.7 |  |  |  | 4.1845 |  | 1.1624 |  | 0 | [8 empty] | 22.8% | 3994560 |  | 20 | 79891200 | 39945600 |  |  | 34.3661 |  |  |  | 0.029098 |  | 0.58197
\cite{Guezuraga2012} | Guezuraga | 2012 |  | 2012 | 270.8468 | N/A |  |  | 1800 | 1 | 1800 |  | N/A |  |  | o | 7596000 | 0 |  |  | 4.22 |  | 1.1722 |  | 0 | [8 empty] | 28% | 4415040 |  | 20 | 99385000 | 55213888.8889 |  |  | 47.1019 |  |  |  | 0.021231 |  | 0.42461 | 8.82
\cite{Weinzettel2009} | Weinzettel | 2009 |  | 2009 | 151.3705 | PA |  |  | 5000 | 40 | 200000 |  | offshore | 116 | 100 | c | 278568000 |  |  |  | 1.3928 |  | 0.3869 |  | 0.4 | 111427200 |  | 0.55714 | [5 empty] | 53% | 928560000 |  | 20 | 18571200000 | 92856000 |  |  | 18.5185 |  |  |  | 0.054 |  | 1.08
\cite{Vestas2007} | Vestas | 2007 |  | 2007 | 91.0701 | PA |  | Denmark | 3000 | 100 | 300000 |  | onshore |  | 105 | o | 154828129496.4029 |  |  |  | 516.0938 |  | 143.3594 |  | 0.278 | 430422200 |  | 1.4347 | [5 empty] | 30.02% | 788925600 |  | 20 | 15778512000 | 52595040 |  |  | 0.36688 |  |  |  | 2.7257 |  | 54.5144
\cite{Ardente2008} | Ardente | 2008 |  | 2008 | 116.9072 | N/A |  | Italy | 660 | 11 | 7260 |  | onshore | 50 | 55 | o | 46400000 | 4300000 |  |  | 6.3912 |  | 1.7753 |  | 0.3498 | 16230720 | 15041.4 | 2.2356 | 0.0020718 |  |  |  |  | 19% | 12083544 |  | 20 | 242120000 | 33349862.259 |  |  | 18.1818 |  |  |  | 0.055 | 0.015 | 1.1 | 13.65 | 4.85
\cite{Vestas2004} | Vestas | 2004 |  | 2004 | 46.3965 | PA |  | Denmark | 2000 | 8 | 16000 |  | onshore |  | 78 | o | 10470410367.1706 |  |  |  | 654.4006 |  | 181.778 |  | 0.2778 | 29086800 |  | 1.8179 | [5 empty] | 32.16% | 45075456 |  | 20 | 901509120 | 56344320 |  |  | 0.30996 |  |  |  | 3.2262 |  | 64.524
\cite{Guezuraga2012} | Guezuraga | 2012 |  | 2012 | 270.8468 | N/A |  |  | 2000 | 1 | 2000 |  | N/A |  |  | c | 14076000 | 0 |  |  | 7.038 |  | 1.955 |  | 0 | [8 empty] | 34% | 5956800 |  | 20 | 119600000 | 59800000 |  |  | 30.5882 |  |  |  | 0.032692 |  | 0.65385 | 9.73
\cite{Kabir2012} | Kabir | 2012 |  | 2012 | 270.8468 | N/A |  | Canada | 100 | 1 | 100 |  | N/A | 21 | 37 | o | 706490 |  |  |  | 7.0649 |  | 1.9625 |  | 0 | [8 empty] | 24% | 210240 |  | 25 | 5300000 | 53000000 |  |  | 27.0068 |  |  |  | 0.037028 |  | 0.92569
\cite{Chen2011} | Chen | 2011 |  | 2011 | 227.6329 | N/A |  | China | 1250 | 24 | 30000 |  | onshore | 64 | 68 | o | 221000000 | 0 |  |  | 7.3667 |  | 2.0463 |  | 0 |  |  | 0 | 0 |  |  |  |  | 25% | 65700000 |  | 20 | 1308000000 | 43600000 |  |  | 21.2766 |  |  |  | 0.047 | 0 | 0.94 | 2
\cite{Yang2011} | Yang | 2011 |  | 2011 | 227.6329 | PA-I/O |  | China | 1250 | 24 | 30000 |  | onshore | 64 | 68 | o | 221000000 |  |  |  | 7.3667 |  | 2.0463 |  | 0 | [8 empty] | 24.88% | 65384640 |  | 20 | 1307692800 | 43589760 |  |  | 21.3018 |  |  |  | 0.046944 |  | 0.93889
\cite{Vestas2006} | Vestas | 2006 |  | 2006 | 71.9804 | PA |  | Denmark | 1650 | 182 | 300300 | 3 blade | onshore |  |  | c | 221511174739.8636 |  |  |  | 737.6329 |  | 204.898 |  | 0.2787 | 617351644 |  | 2.0558 | [5 empty] | 39% | 1025944920 |  | 20 | 20518898400 | 68328000 |  |  | 0.33347 |  |  |  | 2.9987 |  | 59.9748
\cite{Vestas2011} | Vestas | 2011 |  | 2011 | 227.6329 | PA |  | Denmark | 3000 | 33 | 99000 | V112 | onshore |  | 84 | c | 902546400 |  |  |  | 9.1166 |  | 2.5324 |  | 0.28109 | 253695000 |  | 2.5626 | [5 empty] | 43.36% | 376035264 |  | 20 | 7521220000 | 75971919.1919 |  |  | 30 |  |  |  | 0.033333 |  | 0.66667
\cite{Vestas2006} | Vestas | 2006 |  | 2006 | 71.9804 | PA |  | Denmark | 3000 | 100 | 300000 |  | offshore |  | 80 | o | 289849355762.3478 |  |  |  | 966.1645 |  | 268.379 |  | 0.2794 | 809839100 |  | 2.6995 | [5 empty] | 54.16% | 1423324800 |  | 20 | 28466496000 | 94888320 |  |  | 0.35356 |  |  |  | 2.8284 |  | 56.5673
\cite{Vestas2011} | Vestas | 2011 |  | 2011 | 227.6329 | PA |  | Denmark | 2000 | 25 | 50000 | V-80 | onshore |  | 80 | c | 520974720 |  |  |  | 10.4195 |  | 2.8943 |  | 0 | [8 empty] | 47.2% | 206736000 |  | 20 | 4134720000 | 82694400 |  |  | 28.5714 |  |  |  | 0.035 |  | 0.7
\cite{Vestas2011} | Vestas | 2011 |  | 2011 | 227.6329 | PA |  | Denmark | 2000 | 25 | 50000 | V-90 | onshore |  | 80 | c | 535059000 |  |  |  | 10.7012 |  | 2.9726 |  | 0 | [8 empty] | 35.71% | 156409800 |  | 20 | 3129000000 | 62580000 |  |  | 21.0526 |  |  |  | 0.0475 |  | 0.95
\cite{Kabir2012} | Kabir | 2012 |  | 2012 | 270.8468 | N/A |  | Canada | 20 | 5 | 100 |  | N/A | 9.45 | 36.7 | o | 1085350 |  |  |  | 10.8535 |  | 3.0149 |  | 0 | [8 empty] | 22% | 192720 |  | 25 | 4900000 | 49000000 |  |  | 16.2528 |  |  |  | 0.061528 |  | 1.5382
\cite{Vestas2004} | Vestas | 2004 |  | 2004 | 46.3965 | PA |  | Denmark | 2000 | 80 | 160000 |  | offshore |  | 60 | o | 174936069114.4709 |  |  |  | 1093.3504 |  | 303.7085 |  | 0.2778 | 485972400 |  | 3.0373 | [5 empty] | 46.16% | 646978560 |  | 20 | 12939571200 | 80872320 |  |  | 0.26628 |  |  |  | 3.7554 |  | 75.1081
\cite{Tremeac2009} | Tremeac | 2009 |  | 2009 | 151.3705 | N/A |  | France | 0.25 | 1 | 0.25 |  | N/A |  |  | c | 2830 |  |  |  | 11.32 |  | 3.1444 |  | 0.35 | 990.5 |  | 3.962 | [5 empty] | 5.5% | 120.45 |  | 20 | 2400 | 9600000 |  |  | 3.053 |  |  |  | 0.32755 |  | 6.5509
\cite{Vestas2011} | Vestas | 2011 |  | 2011 | 227.6329 | PA |  | Denmark | 1800 | 28 | 50400 | V100 | N/A |  |  | c | 597204000 |  |  |  | 11.8493 |  | 3.2915 |  | 0 | [8 empty] | 42.54% | 187800000 |  | 20 | 3756000000 | 74523809.5238 |  |  | 22.6415 |  |  |  | 0.044167 |  | 0.88333
\cite{Tremeac2009} | Tremeac | 2009 |  | 2009 | 151.3705 | N/A |  | France | 4500 | 1 | 4500 | 3 blade | N/A | 113 | 124 | c | 70152000 |  |  |  | 15.5893 |  | 4.3304 |  | 0.35 | 24553200 |  | 5.4563 | [5 empty] | 30% | 11826000 |  | 20 | 236520000 | 52560000 |  |  | 12.1375 |  |  |  | 0.082389 |  | 1.6478
\cite{Kabir2012} | Kabir | 2012 |  | 2012 | 270.8468 | N/A |  | Canada | 5 | 20 | 100 |  | N/A | 5.5 | 36.6 | o | 2163930 |  |  |  | 21.6393 |  | 6.0109 |  | 0 | [8 empty] | 23% | 201480 |  | 25 | 5100000 | 51000000 |  |  | 8.4846 |  |  |  | 0.11786 |  | 2.9465
\cite{Crawford2009} | Crawford | 2009 |  | 2009 | 151.3705 | PA-I/O |  |  | 3000 | 1 | 3000 |  | N/A | 90 | 80 | c | 84237000 | 0 |  |  | 28.079 |  | 7.7997 |  | 0.2634 | 22188025.8 | 0 | 7.396 | 0 |  |  |  |  | 33% | 8672400 |  | 20 | 173448000 | 57816000 |  |  | 7.4126 |  |  |  | 0.13491 |  | 2.6981 | 31.8828
\cite{Crawford2009} | Crawford | 2009 |  | 2009 | 151.3705 | PA-I/O |  |  | 850 | 1 | 850 | 3 blade | N/A | 52 | 60 | c | 29388000 | 0 |  |  | 34.5741 |  | 9.6039 |  | 0.2669 | 7843657.2 | 0 | 9.2278 | 0 |  |  |  |  | 34% | 2531640 |  | 20 | 50632800 | 59568000 |  |  | 6.2025 |  |  |  | 0.16123 |  | 3.2245 | 34.8193
\cite{Wagner2011} | Wagner | 2011 |  | 2011 | 227.6329 | N/A |  | Germany | 5000 | 12 | 60000 | 6 RePower 5M and 6 Multibrid M5000 | offshore |  |  | o | 2300000000 |  |  |  | 38.3333 |  | 10.6481 |  | 0 | [8 empty] | 44.52% | 233997120 |  | 20 | 4680000000 | 78000000 |  |  | 7.3252 |  |  |  | 0.13651 |  | 2.7303
\cite{Khan2005} | Khan | 2005 |  | 2005 | 57.6165 | N/A |  | Canada |  | #DIV/0! |  |  | N/A |  |  | c | [8 empty] | 0 | [9 empty] | 0 |  | 20 |  | #DIV/0! |  |  | 34.3088 |  |  |  | 0.029147 |  | 0.16
\cite{Khan2005} | Khan | 2005 |  | 2005 | 57.6165 | N/A |  | Canada |  | #DIV/0! |  |  | N/A |  |  | c | [8 empty] | 0 | [9 empty] | 0 |  | 20 |  | #DIV/0! |  |  | 34.9333 |  |  |  | 0.028626 |  | 0.16
\cite{Khan2005} | Khan | 2005 |  | 2005 | 57.6165 | N/A |  | Canada |  | #DIV/0! |  |  | N/A |  |  | c | [8 empty] | 0 | [9 empty] | 0 |  | 20 |  | #DIV/0! |  |  | 30.4368 |  |  |  | 0.032855 |  | 0.16

## Data - NREL (2014)
Ref | Author | Publication year | Installation year | Capacity reference year | Installed capacity wind [MW] | Analysis type | Scope as stated | Location | Turbine power rating [kW] | Number turbines | Total capacity [kW] | Turbine information | On/offshore | Rotor diameter [m] | Hub height [m] | Operational/ conceptual | Gross energy requirement [MJ(p)] | Error gross energy requirement [MJ(p)] | Gross energy requirement [kWh(p)] | Error gross energy requirement [kWh(p)] | CED [MJ(p)/Wp] | Error CED [MJ(p)/Wp] | CED [kWh(p)/Wp] | Error CED [kWh(p)/Wp] | Electricity conversion factor [%] | Gross energy requirement [kWh(e)] | Error gross energy requirement [kWh(e)] | CED [kWh(e)/Wp] | Error CED [kWh(e)/Wp] | Total CO2 emissions [kg CO2-eq] | Error total CO2 emissions [kg CO2-eq] | CO2 emissions [kg CO2-eq/Wp] | Error CO2 emissions [kg CO2-eq/Wp] | Capacity factor [%] | Annual electricity output [kWh(e)/yr] | Error annual electricity output [kWh(e)/yr] | Lifetime [yr] | Total electricity output [kWh(e)] | Specific electricity output [kWh(e)/MWp] | EROI, no quality adjustment | Error EROI | EROI (primary) | Error EROI (primary) | Energy intensity [MJ(p)/kWh(e)] | Error energy intensity [MJ(p)/kWh(e)] | Energy intensity [kWh(in-p)/kWh(out-e)] | Error Energy intensity [kWh(in-p)/kWh(out-e)] | Energy payback time [yrs] | CO2 intensity [gCO2-eq/kWh] | Error CO2 intensity [g-CO2/kWh] | GHG payback time [mths] | Comments
\cite{Ardente2008} | Ardente | 2008 |  | 2008 | 116.9072 |  |  |  | 660 | 1 | 660 |  | onshore | [16 empty] | 325157.184 |  | 0.49266 |  | 19% | 1098504 |  | 20 | 21970080 | 33288000 | [9 empty] | 14.8
\cite{ACARP2001} | ACARP | 2001 |  | 2001 | 23.3242 |  |  |  | 600 | 1 | 600 |  | onshore | [16 empty] | 202650.336 |  | 0.33775 |  | 21% | 1103760 |  | 30 | 33112800 | 55188000 | [9 empty] | 6.12
\cite{Berry1998} | Berry | 1998 |  | 1998 | 8.7343 |  |  |  | 300 | 1 | 300 |  | onshore | [16 empty] | #VALUE! |  | #VALUE! |  | 31% | 814680 |  | - | #VALUE! | #VALUE! | [9 empty] | 9.1
\cite{Chataignere2003} | Chataignere | 2003 |  | 2003 | 38.1135 |  |  |  | 600 | 1 | 600 |  | onshore | [16 empty] | 225892.368 |  | 0.37649 |  | 28.5% | 1497960 |  | 20 | 29959200 | 49932000 | [9 empty] | 7.54
\cite{Chataignere2003} | Chataignere | 2003 |  | 2003 | 38.1135 |  |  |  | 2500 | 1 | 2500 |  | onshore | [16 empty] | 1183388.4 |  | 0.47336 |  | 34.2% | 7489800 |  | 20 | 149796000 | 59918400 | [9 empty] | 7.9
\cite{Chataignere2003} | Chataignere | 2003 |  | 2003 | 38.1135 |  |  |  | 2500 | 1 | 2500 |  | offshore | [16 empty] | 1847532.18 |  | 0.73901 |  | 45.7% | 10008300 |  | 20 | 200166000 | 80066400 | [9 empty] | 9.23
\cite{Chataignere2003} | Chataignere | 2003 |  | 2003 | 38.1135 |  |  |  | 2500 | 1 | 2500 |  | offshore | [16 empty] | 1897573.68 |  | 0.75903 |  | 45.7% | 10008300 |  | 20 | 200166000 | 80066400 | [9 empty] | 9.48
\cite{Chataignere2003} | Chataignere | 2003 |  | 2003 | 38.1135 |  |  |  | 2500 | 1 | 2500 |  | offshore | [16 empty] | 1965630.12 |  | 0.78625 |  | 45.7% | 10008300 |  | 20 | 200166000 | 80066400 | [9 empty] | 9.82
\cite{Chataignere2003} | Chataignere | 2003 |  | 2003 | 38.1135 |  |  |  | 1500 | 1 | 1500 |  | onshore | [16 empty] | 916002.54 |  | 0.61067 |  | 28.5% | 3744900 |  | 20 | 74898000 | 49932000 | [9 empty] | 12.23
\cite{Crawford2009} | Crawford | 2009 |  | 2009 | 151.3705 |  |  |  | 3000 | 1 | 3000 |  | onshore | [16 empty] | 5532000 |  | 1.844 |  | 33% | 8672400 |  | 20 | 173448000 | 57816000 | [9 empty] | 31.8943
\cite{Crawford2009} | Crawford | 2009 |  | 2009 | 151.3705 |  |  |  | 850 | 1 | 850 |  | onshore | [16 empty] | 1762900 |  | 2.074 |  | 34% | 2531640 |  | 20 | 50632800 | 59568000 | [9 empty] | 34.8174
\cite{Dolan2007} | Dolan | 2007 |  | 2007 | 91.0701 |  |  |  | 1800 | 1 | 1800 |  | offshore | [16 empty] | 2270592 |  | 1.2614 |  | 30% | 4730400 |  | 20 | 94608000 | 52560000 | [9 empty] | 24
\cite{Dones2005} | Dones | 2005 |  | 2005 | 57.6165 |  |  |  | 800 | 1 | 800 |  | onshore | [16 empty] | 441504 |  | 0.55188 |  | 20% | 1401600 |  | 30 | 42048000 | 52560000 | [9 empty] | 10.5
\cite{Dones2005} | Dones | 2005 |  | 2005 | 57.6165 |  |  |  | 2000 | 1 | 2000 |  | offshore | [16 empty] | 1408608 |  | 0.7043 |  | 30% | 5256000 |  | 20 | 105120000 | 52560000 | [9 empty] | 13.4
\cite{Dones2007} | Dones | 2007 |  | 2007 | 91.0701 |  |  |  | 800 | 1 | 800 |  | onshore | [16 empty] | 401978.88 |  | 0.50247 |  | 20% | 1401600 |  | 30 | 42048000 | 52560000 | [9 empty] | 9.56
\cite{Dones2007} | Dones | 2007 |  | 2007 | 91.0701 |  |  |  | 2000 | 1 | 2000 |  | offshore | [16 empty] | 1292976 |  | 0.64649 |  | 30% | 5256000 |  | 20 | 105120000 | 52560000 | [9 empty] | 12.3
\cite{Dones2007} | Dones | 2007 |  | 2007 | 91.0701 |  |  |  | 800 | 1 | 800 |  | onshore | [16 empty] | 400296.96 |  | 0.50037 |  | 14% | 981120 |  | 30 | 29433600 | 36792000 | [9 empty] | 13.6
\cite{DONG Energy2008} | DONG Energy | 2008 |  | 2008 | 116.9072 |  |  |  | 2000 | 1 | 2000 |  | offshore | [16 empty] | 1299546 |  | 0.64977 |  | 46% | 8059200 |  | 20 | 161184000 | 80592000 | [9 empty] | 8.0625
\cite{ENEL SpA2004} | ENEL SpA | 2004 |  | 2004 | 46.3965 |  |  |  | 660 | 1 | 660 |  | onshore | [16 empty] | 349798.3632 |  | 0.53 |  | 17.9% | 1034906.4 |  | 20 | 20698128 | 31360800 | [9 empty] | 16.9
\cite{Eur. Commission1995} | Eur. Commission | 1995 |  | 1995 | 4.2104 |  |  |  | 400 | 1 | 400 |  | onshore | [16 empty] | 191318.4 |  | 0.4783 |  | 30% | 1051200 |  | 20 | 21024000 | 52560000 | [9 empty] | 9.1
\cite{Hartmann1997} | Hartmann | 1997 |  | 1997 | 6.7157 |  |  |  | 1000 | 1 | 1000 |  | onshore | [16 empty] | 462760.6446 |  | 0.46276 |  | 18.5% | 1620600 |  | 20 | 32412000 | 32412000 | [9 empty] | 14.2774
\cite{Hartmann1997} | Hartmann | 1997 |  | 1997 | 6.7157 |  |  |  | 1000 | 1 | 1000 |  | onshore | [16 empty] | 714803.6169 |  | 0.7148 |  | 18.5% | 1620600 |  | 20 | 32412000 | 32412000 | [9 empty] | 22.0537
\cite{Hondo2005} | Hondo | 2005 |  | 2005 | 57.6165 |  |  |  | 400 | 1 | 400 |  | onshore | [16 empty] | 525600 |  | 1.314 |  | 20% | 700800 |  | 50 | 35040000 | 87600000 | [9 empty] | 15
\cite{Hondo2005} | Hondo | 2005 |  | 2005 | 57.6165 |  |  |  | 400 | 1 | 400 |  | onshore | [16 empty] | 426787.2 |  | 1.067 |  | 20% | 700800 |  | 30 | 21024000 | 52560000 | [9 empty] | 20.3
\cite{Hondo2005} | Hondo | 2005 |  | 2005 | 57.6165 |  |  |  | 300 | 1 | 300 |  | onshore | [16 empty] | 551880 |  | 1.8396 |  | 20% | 525600 |  | 50 | 26280000 | 87600000 | [9 empty] | 21
\cite{Hondo2005} | Hondo | 2005 |  | 2005 | 57.6165 |  |  |  | 400 | 1 | 400 |  | onshore | [16 empty] | 378432 |  | 0.94608 |  | 20% | 700800 |  | 20 | 14016000 | 35040000 | [9 empty] | 27
\cite{Hondo2005} | Hondo | 2005 |  | 2005 | 57.6165 |  |  |  | 300 | 1 | 300 |  | onshore | [16 empty] | 465156 |  | 1.5505 |  | 20% | 525600 |  | 30 | 15768000 | 52560000 | [9 empty] | 29.5
\cite{Hondo2005} | Hondo | 2005 |  | 2005 | 57.6165 |  |  |  | 300 | 1 | 300 |  | onshore | [16 empty] | 420480 |  | 1.4016 |  | 20% | 525600 |  | 20 | 10512000 | 35040000 | [9 empty] | 40
\cite{Hondo2005} | Hondo | 2005 |  | 2005 | 57.6165 |  |  |  | 400 | 1 | 400 |  | onshore | [16 empty] | 343392 |  | 0.85848 |  | 20% | 700800 |  | 10 | 7008000 | 17520000 | [9 empty] | 49
\cite{Hondo2005} | Hondo | 2005 |  | 2005 | 57.6165 |  |  |  | 300 | 1 | 300 |  | onshore | [16 empty] | 378432 |  | 1.2614 |  | 20% | 525600 |  | 10 | 5256000 | 17520000 | [9 empty] | 72
\cite{Jacobson2009} | Jacobson | 2009 |  | 2009 | 151.3705 |  |  |  | 5000 | 1 | 5000 |  | onshore | [16 empty] | 1563660 |  | 0.31273 |  | 42.5% | 18615000 |  | 30 | 558450000 | 111690000 | [9 empty] | 2.8
\cite{Jacobson2009} | Jacobson | 2009 |  | 2009 | 151.3705 |  |  |  | 5000 | 1 | 5000 |  | onshore | [16 empty] | 1563660 |  | 0.31273 |  | 42.5% | 18615000 |  | 20 | 372300000 | 74460000 | [9 empty] | 4.2
\cite{Jacobson2009} | Jacobson | 2009 |  | 2009 | 151.3705 |  |  |  | 5000 | 1 | 5000 |  | onshore | [16 empty] | 2858738.4 |  | 0.57175 |  | 29.4% | 12877200 |  | 30 | 386316000 | 77263200 | [9 empty] | 7.4
\cite{Jacobson2009} | Jacobson | 2009 |  | 2009 | 151.3705 |  |  |  | 5000 | 1 | 5000 |  | onshore | [16 empty] | 2858738.4 |  | 0.57175 |  | 29.4% | 12877200 |  | 20 | 257544000 | 51508800 | [9 empty] | 11.1
\cite{Jungbluth2005} | Jungbluth | 2005 |  | 2005 | 57.6165 |  |  |  | 800 | 1 | 800 |  | onshore | [16 empty] | 462528 |  | 0.57816 |  | 20% | 1401600 |  | 30 | 42048000 | 52560000 | [9 empty] | 11
\cite{Jungbluth2005} | Jungbluth | 2005 |  | 2005 | 57.6165 |  |  |  | 2000 | 1 | 2000 |  | offshore | [16 empty] | 1366560 |  | 0.68328 |  | 30% | 5256000 |  | 20 | 105120000 | 52560000 | [9 empty] | 13
\cite{Khan2005} | Khan | 2005 |  | 2005 | 57.6165 |  |  |  | 500 | 1 | 500 |  | onshore | [16 empty] | 0 |  | 0 |  |  | 0 |  | 20 | 0 | 0 | [9 empty] | 16.86
\cite{Krewitt1997} | Krewitt | 1997 |  | 1997 | 6.7157 |  |  |  | 250 | 1 | 250 |  | onshore | [16 empty] | 75393.288 |  | 0.30157 |  | 24.66% | 540000 |  | 20 | 10800000 | 43200000 | [9 empty] | 6.9809
\cite{Kuemmel a1997} | Kuemmel a | 1997 |  | 1997 | 6.7157 |  |  |  | 2000 | 1 | 2000 |  | mix | [16 empty] | 625000 |  | 0.3125 |  | 28.54% | 5000000 |  | 25 | 125000000 | 62500000 | [9 empty] | 5
\cite{Kuemmel1997} | Kuemmel | 1997 |  | 1997 | 6.7157 |  |  |  | 400 | 1 | 400 |  | onshore | [16 empty] | 192000 |  | 0.48 |  | 22.83% | 800000 |  | 20 | 16000000 | 40000000 | [9 empty] | 12
\cite{Lee b2008} | Lee b | 2008 |  | 2008 | 116.9072 |  |  |  | 854 | 1 | 854 |  | onshore | [16 empty] | 178719.0532 |  | 0.20927 |  | 33.18% | 2482209.072 |  | 20 | 49644181.44 | 58131360 | [9 empty] | 3.6
\cite{Lenzen2004} | Lenzen | 2004 |  | 2004 | 46.3965 |  |  |  | 600 | 1 | 600 |  | onshore | [16 empty] | 142357.04 |  | 0.23726 |  | 67.71% | 3558926 |  | 20 | 71178520 | 118630866.6667 | [9 empty] | 2
\cite{Lenzen2004} | Lenzen | 2004 |  | 2004 | 46.3965 |  |  |  | 600 | 1 | 600 |  | onshore | [16 empty] | 149946.64 |  | 0.24991 |  | 71.32% | 3748666 |  | 20 | 74973320 | 124955533.3333 | [9 empty] | 2
\cite{Lenzen2004} | Lenzen | 2004 |  | 2004 | 46.3965 |  |  |  | 600 | 1 | 600 |  | onshore | [16 empty] | 116416.36 |  | 0.19403 |  | 55.37% | 2910409 |  | 20 | 58208180 | 97013633.3333 | [9 empty] | 2
\cite{Lenzen2004} | Lenzen | 2004 |  | 2004 | 46.3965 |  |  |  | 600 | 1 | 600 |  | onshore | [16 empty] | 213535.56 |  | 0.35589 |  | 67.71% | 3558926 |  | 20 | 71178520 | 118630866.6667 | [9 empty] | 3
\cite{Lenzen2004} | Lenzen | 2004 |  | 2004 | 46.3965 |  |  |  | 600 | 1 | 600 |  | onshore | [16 empty] | 224919.96 |  | 0.37487 |  | 71.32% | 3748666 |  | 20 | 74973320 | 124955533.3333 | [9 empty] | 3
\cite{Lenzen2004} | Lenzen | 2004 |  | 2004 | 46.3965 |  |  |  | 600 | 1 | 600 |  | onshore | [16 empty] | 174624.54 |  | 0.29104 |  | 55.37% | 2910409 |  | 20 | 58208180 | 97013633.3333 | [9 empty] | 3
\cite{Lenzen2004} | Lenzen | 2004 |  | 2004 | 46.3965 |  |  |  | 600 | 1 | 600 |  | onshore | [16 empty] | 131784.24 |  | 0.21964 |  | 41.79% | 2196404 |  | 20 | 43928080 | 73213466.6667 | [9 empty] | 3
\cite{Lenzen2004} | Lenzen | 2004 |  | 2004 | 46.3965 |  |  |  | 600 | 1 | 600 |  | onshore | [16 empty] | 145207.86 |  | 0.24201 |  | 46.05% | 2420131 |  | 20 | 48402620 | 80671033.3333 | [9 empty] | 3
\cite{Lenzen2004} | Lenzen | 2004 |  | 2004 | 46.3965 |  |  |  | 600 | 1 | 600 |  | onshore | [16 empty] | 175712.32 |  | 0.29285 |  | 41.79% | 2196404 |  | 20 | 43928080 | 73213466.6667 | [9 empty] | 4
\cite{Lenzen2004} | Lenzen | 2004 |  | 2004 | 46.3965 |  |  |  | 600 | 1 | 600 |  | onshore | [16 empty] | 193610.48 |  | 0.32268 |  | 46.05% | 2420131 |  | 20 | 48402620 | 80671033.3333 | [9 empty] | 4
\cite{Lenzen2004} | Lenzen | 2004 |  | 2004 | 46.3965 |  |  |  | 600 | 1 | 600 |  | onshore | [16 empty] | 569428.16 |  | 0.94905 |  | 67.71% | 3558926 |  | 20 | 71178520 | 118630866.6667 | [9 empty] | 8
\cite{Lenzen2004} | Lenzen | 2004 |  | 2004 | 46.3965 |  |  |  | 600 | 1 | 600 |  | onshore | [16 empty] | 599786.56 |  | 0.99964 |  | 71.32% | 3748666 |  | 20 | 74973320 | 124955533.3333 | [9 empty] | 8
\cite{Lenzen2004} | Lenzen | 2004 |  | 2004 | 46.3965 |  |  |  | 600 | 1 | 600 |  | onshore | [16 empty] | 582081.8 |  | 0.97014 |  | 55.37% | 2910409 |  | 20 | 58208180 | 97013633.3333 | [9 empty] | 10
\cite{Lenzen2004} | Lenzen | 2004 |  | 2004 | 46.3965 |  |  |  | 600 | 1 | 600 |  | onshore | [16 empty] | 580831.44 |  | 0.96805 |  | 46.05% | 2420131 |  | 20 | 48402620 | 80671033.3333 | [9 empty] | 12
\cite{Lenzen2004} | Lenzen | 2004 |  | 2004 | 46.3965 |  |  |  | 600 | 1 | 600 |  | onshore | [16 empty] | 571065.04 |  | 0.95178 |  | 41.79% | 2196404 |  | 20 | 43928080 | 73213466.6667 | [9 empty] | 13
\cite{Lenzen2004} | Lenzen | 2004 |  | 2004 | 46.3965 |  |  |  | 600 | 1 | 600 |  | onshore | [16 empty] | 1067677.8 |  | 1.7795 |  | 67.71% | 3558926 |  | 20 | 71178520 | 118630866.6667 | [9 empty] | 15
\cite{Lenzen2004} | Lenzen | 2004 |  | 2004 | 46.3965 |  |  |  | 600 | 1 | 600 |  | onshore | [16 empty] | 1199573.12 |  | 1.9993 |  | 71.32% | 3748666 |  | 20 | 74973320 | 124955533.3333 | [9 empty] | 16
\cite{Lenzen2004} | Lenzen | 2004 |  | 2004 | 46.3965 |  |  |  | 600 | 1 | 600 |  | onshore | [16 empty] | 1164163.6 |  | 1.9403 |  | 55.37% | 2910409 |  | 20 | 58208180 | 97013633.3333 | [9 empty] | 20
\cite{Lenzen2004} | Lenzen | 2004 |  | 2004 | 46.3965 |  |  |  | 600 | 1 | 600 |  | onshore | [16 empty] | 1258468.12 |  | 2.0974 |  | 46.05% | 2420131 |  | 20 | 48402620 | 80671033.3333 | [9 empty] | 26
\cite{Lenzen2004} | Lenzen | 2004 |  | 2004 | 46.3965 |  |  |  | 600 | 1 | 600 |  | onshore | [16 empty] | 1186058.16 |  | 1.9768 |  | 41.79% | 2196404 |  | 20 | 43928080 | 73213466.6667 | [9 empty] | 27
\cite{Lenzen2004} | Lenzen | 2004 |  | 2004 | 46.3965 |  |  |  | 600 | 1 | 600 |  | onshore | [16 empty] | 1167286.5 |  | 1.9455 |  | 24.68% | 1296985 |  | 20 | 25939700 | 43232833.3333 | [9 empty] | 45
\cite{Lenzen2004} | Lenzen | 2004 |  | 2004 | 46.3965 |  |  |  | 600 | 1 | 600 |  | onshore | [16 empty] | 1311486.72 |  | 2.1858 |  | 25.99% | 1366132 |  | 20 | 27322640 | 45537733.3333 | [9 empty] | 48
\cite{Lenzen2004} | Lenzen | 2004 |  | 2004 | 46.3965 |  |  |  | 600 | 1 | 600 |  | onshore | [16 empty] | 1293986.9 |  | 2.1566 |  | 20.18% | 1060645 |  | 20 | 21212900 | 35354833.3333 | [9 empty] | 61
\cite{Lenzen2004} | Lenzen | 2004 |  | 2004 | 46.3965 |  |  |  | 600 | 1 | 600 |  | onshore | [16 empty] | 1358236.88 |  | 2.2637 |  | 16.78% | 881972 |  | 20 | 17639440 | 29399066.6667 | [9 empty] | 77
\cite{Lenzen2004} | Lenzen | 2004 |  | 2004 | 46.3965 |  |  |  | 600 | 1 | 600 |  | onshore | [16 empty] | 1296711.18 |  | 2.1612 |  | 15.23% | 800439 |  | 20 | 16008780 | 26681300 | [9 empty] | 81
\cite{Liberman c2003} | Liberman c | 2003 |  | 2003 | 38.1135 |  |  |  | 1025 | 1 | 1025 |  | onshore | [16 empty] | #VALUE! |  | #VALUE! |  | - | #VALUE! |  |  | #VALUE! | #VALUE! | [9 empty] | 13
\cite{Martínez2009} | Martínez | 2009 |  | 2009 | 151.3705 |  |  |  | 2000 | 1 | 2000 |  | onshore | [16 empty] | 496000 |  | 0.248 |  | 22.83% | 4000000 |  | 20 | 80000000 | 40000000 | [9 empty] | 6.2
\cite{Martínez2009} | Martínez | 2009 |  | 2009 | 151.3705 |  |  |  | 2000 | 1 | 2000 |  | onshore | [16 empty] | 526400 |  | 0.2632 |  | 22.83% | 4000000 |  | 20 | 80000000 | 40000000 | [9 empty] | 6.58
\cite{Martínez2009} | Martínez | 2009 |  | 2009 | 151.3705 |  |  |  | 2000 | 1 | 2000 |  | onshore | [16 empty] | 743200 |  | 0.3716 |  | 22.83% | 4000000 |  | 20 | 80000000 | 40000000 | [9 empty] | 9.29
\cite{McCulloch2000} | McCulloch | 2000 |  | 2000 | 16.3471 |  |  |  | 600 | 1 | 600 |  | onshore | [16 empty] | 341640 |  | 0.5694 |  | 20% | 1051200 |  | 25 | 26280000 | 43800000 | [9 empty] | 13
\cite{Nadal1995} | Nadal | 1995 |  | 1995 | 4.2104 |  |  |  | 225 | 1 | 225 |  | onshore | [16 empty] | 157680 |  | 0.7008 |  | 20% | 394200 |  | 20 | 7884000 | 35040000 | [9 empty] | 20
\cite{Pacca2002} | Pacca | 2002 |  | 2002 | 30.2605 |  |  |  | 600 | 1 | 600 |  | onshore | [16 empty] | 178571.4286 |  | 0.29762 |  | 23.57% | 1238839.2857 |  | 20 | 24776785.7143 | 41294642.8571 | [9 empty] | 7.2072
\cite{Pacca2003} | Pacca | 2003 |  | 2003 | 38.1135 |  |  |  | 600 | 1 | 600 |  | onshore | [16 empty] | 297321.4286 |  | 0.49554 |  | 23.57% | 1238839.2857 |  | 40 | 49553571.4286 | 82589285.7143 | [9 empty] | 6
\cite{Pacca2003} | Pacca | 2003 |  | 2003 | 38.1135 |  |  |  | 600 | 1 | 600 |  | onshore | [16 empty] | 297321.4286 |  | 0.49554 |  | 23.57% | 1238839.2857 |  | 30 | 37165178.5714 | 61941964.2857 | [9 empty] | 8
\cite{Pacca2003} | Pacca | 2003 |  | 2003 | 38.1135 |  |  |  | 600 | 1 | 600 |  | onshore | [16 empty] | 371651.7857 |  | 0.61942 |  | 23.57% | 1238839.2857 |  | 20 | 24776785.7143 | 41294642.8571 | [9 empty] | 15
\cite{Pacca2003} | Pacca | 2003 |  | 2003 | 38.1135 |  |  |  | 600 | 1 | 600 |  | onshore | [16 empty] | 210602.6786 |  | 0.351 |  | 23.57% | 1238839.2857 |  | 10 | 12388392.8571 | 20647321.4286 | [9 empty] | 17
\cite{Pehnt2006} | Pehnt | 2006 |  | 2006 | 71.9804 |  |  |  | 2500 | 1 | 2500 |  | offshore | [16 empty] | #VALUE! |  | #VALUE! |  | - | #VALUE! |  | - | #VALUE! | #VALUE! | [9 empty] | 9.145
\cite{Pehnt2006} | Pehnt | 2006 |  | 2006 | 71.9804 |  |  |  | 1500 | 1 | 1500 |  | onshore | [16 empty] | #VALUE! |  | #VALUE! |  | - | #VALUE! |  | - | #VALUE! | #VALUE! | [9 empty] | 10.8621
\cite{Pehnt2008} | Pehnt | 2008 |  | 2008 | 116.9072 |  |  |  | 5000 | 1 | 5000 |  | offshore | [16 empty] | #VALUE! |  | #VALUE! |  | - | #VALUE! |  | - | #VALUE! | #VALUE! | [9 empty] | 22
\cite{Proops1996} | Proops | 1996 |  | 1996 | 5.6739 |  |  |  | 6600 | 1 | 6600 |  | onshore | [16 empty] | 4044113.568 |  | 0.61274 |  | 29% | 16766640 |  | 20 | 335332800 | 50808000 | [9 empty] | 12.06
\cite{Proops1996} | Proops | 1996 |  | 1996 | 5.6739 |  |  |  | 6600 | 1 | 6600 |  | onshore | [16 empty] | 7575167.952 |  | 1.1478 |  | 29% | 16766640 |  | 20 | 335332800 | 50808000 | [9 empty] | 22.59
\cite{Proops1996} | Proops | 1996 |  | 1996 | 5.6739 |  |  |  | 6600 | 1 | 6600 |  | onshore | [16 empty] | 11612574.864 |  | 1.7595 |  | 29% | 16766640 |  | 20 | 335332800 | 50808000 | [9 empty] | 34.63
\cite{Rule2009} | Rule | 2009 |  | 2009 | 151.3705 |  |  |  | 1650 | 1 | 1650 |  | onshore | [16 empty] | 1685454.5455 |  | 1.0215 |  | 38.87% | 5618181.8182 |  | 100 | 561818181.8182 | 340495867.7686 | [9 empty] | 3
\cite{Rydh2004} | Rydh | 2004 |  | 2004 | 46.3965 |  |  |  | 225 | 1 | 225 |  | onshore | [16 empty] | 110691.36 |  | 0.49196 |  | 26% | 512460 |  | 30 | 15373800 | 68328000 | [9 empty] | 7.2
\cite{Rydh2004} | Rydh | 2004 |  | 2004 | 46.3965 |  |  |  | 2000 | 1 | 2000 |  | onshore | [16 empty] | 895272 |  | 0.44764 |  | 35% | 6132000 |  | 20 | 122640000 | 61320000 | [9 empty] | 7.3
\cite{Rydh2004} | Rydh | 2004 |  | 2004 | 46.3965 |  |  |  | 225 | 1 | 225 |  | onshore | [16 empty] | 112741.2 |  | 0.50107 |  | 26% | 512460 |  | 20 | 10249200 | 45552000 | [9 empty] | 11
\cite{Rydh2004} | Rydh | 2004 |  | 2004 | 46.3965 |  |  |  | 225 | 1 | 225 |  | onshore | [16 empty] | 112741.2 |  | 0.50107 |  | 26% | 512460 |  | 20 | 10249200 | 45552000 | [9 empty] | 11
\cite{SECDA1994} | SECDA | 1994 |  | 1994 | 3.3439 |  |  |  | 300 | 1 | 300 |  | onshore | [16 empty] | 281174.976 |  | 0.93725 |  | 24% | 630720 |  | 40 | 25228800 | 84096000 | [9 empty] | 11.145
\cite{Schleisner2000} | Schleisner | 2000 |  | 2000 | 16.3471 |  |  |  | 500 | 1 | 500 |  | onshore | [16 empty] | 213400 |  | 0.4268 |  | 25.11% | 1100000 |  | 20 | 22000000 | 44000000 | [9 empty] | 9.7
\cite{Schleisner2000} | Schleisner | 2000 |  | 2000 | 16.3471 |  |  |  | 500 | 1 | 500 |  | offshore | [16 empty] | 412500 |  | 0.825 |  | 28.54% | 1250000 |  | 20 | 25000000 | 50000000 | [9 empty] | 16.5
\cite{Spitzley2004} | Spitzley | 2004 |  | 2004 | 46.3965 |  |  |  | 500 | 1 | 500 |  | onshore | [16 empty] | 79131.5503 |  | 0.15826 |  | 36% | 1576800 |  | 30 | 47304000 | 94608000 | [9 empty] | 1.6728
\cite{Spitzley2004} | Spitzley | 2004 |  | 2004 | 46.3965 |  |  |  | 500 | 1 | 500 |  | onshore | [16 empty] | 85521.3746 |  | 0.17104 |  | 26% | 1138800 |  | 30 | 34164000 | 68328000 | [9 empty] | 2.5033
\cite{Tremeac2009} | Tremeac | 2009 |  | 2009 | 151.3705 |  |  |  | 4500 | 1 | 4500 |  | onshore | [16 empty] | 2823733.44 |  | 0.6275 |  | 29.6% | 11668320 |  | 20 | 233366400 | 51859200 | [9 empty] | 12.1
\cite{Tremeac2009} | Tremeac | 2009 |  | 2009 | 151.3705 |  |  |  | 4500 | 1 | 4500 |  | onshore | [16 empty] | 3737016 |  | 0.83045 |  | 30% | 11826000 |  | 20 | 236520000 | 52560000 | [9 empty] | 15.8
\cite{Tremeac2009} | Tremeac | 2009 |  | 2009 | 151.3705 |  |  |  | 4500 | 1 | 4500 |  | onshore | [16 empty] | 4947367.68 |  | 1.0994 |  | 29.6% | 11668320 |  | 20 | 233366400 | 51859200 | [9 empty] | 21.2
\cite{Uchiyama1996} | Uchiyama | 1996 |  | 1996 | 5.6739 |  |  |  | 400 | 1 | 400 |  | onshore | [16 empty] | 0 |  | 0 |  | 20% | 700800 |  |  | 0 | 0 | [9 empty] | 24.0533
\cite{Uchiyama1996} | Uchiyama | 1996 |  | 1996 | 5.6739 |  |  |  | 300 | 1 | 300 |  | onshore | [16 empty] | 0 |  | 0 |  | 20% | 525600 |  |  | 0 | 0 | [9 empty] | 34.87
\cite{van de Vate1996} | van de Vate | 1996 |  | 1996 | 5.6739 |  |  |  | 300 | 1 | 300 |  | onshore | [16 empty] | 132000 |  | 0.44 |  | 22.83% | 600000 |  | 20 | 12000000 | 40000000 | [9 empty] | 11
\cite{Vattenfall d2003} | Vattenfall d | 2003 |  | 2003 | 38.1135 |  |  |  | 652.2727 | 1 | 652.2727 |  | onshore | [16 empty] | 309799.8886 |  | 0.47495 |  | 21.06% | 1203106.3636 |  | 25 | 30077659.0909 | 46112090.5923 | [9 empty] | 10.3
\cite{Vattenfall e2010} | Vattenfall e | 2010 |  | 2010 | 183.5233 |  |  |  | 2156.0976 | 1 | 2156.0976 |  | mix | [16 empty] | 1731042.5059 |  | 0.80286 |  | 28.7% | 5420688 |  | 20 | 108413760 | 50282400 | [9 empty] | 15.967
\cite{Vattenfall e2010} | Vattenfall e | 2010 |  | 2010 | 183.5233 |  |  |  | 2156.0976 | 1 | 2156.0976 |  | mix | [16 empty] | 1861139.0179 |  | 0.8632 |  | 28.7% | 5420688 |  | 20 | 108413760 | 50282400 | [9 empty] | 17.167
\cite{Vestas2006a} | Vestas | 2006 |  | 2006 | 71.9804 |  |  |  | 1650 | 1 | 1650 |  | onshore | [16 empty] | 822651.5978 |  | 0.49858 |  | 40.8% | 5897232 |  | 20 | 117944640 | 71481600 | [9 empty] | 6.9749
\cite{Vestas2006b} | Vestas | 2006 |  | 2006 | 71.9804 |  |  |  | 3000 | 1 | 3000 |  | onshore | [16 empty] | 1336284.5032 |  | 0.44543 |  | 54.16% | 14233248 |  | 20 | 284664960 | 94888320 | [9 empty] | 4.6942
\cite{Vestas2006b} | Vestas | 2006 |  | 2006 | 71.9804 |  |  |  | 3000 | 1 | 3000 |  | offshore | [16 empty] | 1503473.3581 |  | 0.50116 |  | 54.16% | 14233248 |  | 20 | 284664960 | 94888320 | [9 empty] | 5.2816
\cite{Voorspools2000} | Voorspools | 2000 |  | 2000 | 16.3471 |  |  |  | 600 | 1 | 600 |  | onshore | [16 empty] | 284400 |  | 0.474 |  | 34.25% | 1800000 |  | 20 | 36000000 | 60000000 | [9 empty] | 7.9
\cite{Voorspools f2000} | Voorspools f | 2000 |  | 2000 | 16.3471 |  |  |  | 825 | 1 | 825 |  | onshore | [16 empty] | 455400 |  | 0.552 |  | 34.25% | 2475000 |  | 20 | 49500000 | 60000000 | [9 empty] | 9.2
\cite{Voorspools2000} | Voorspools | 2000 |  | 2000 | 16.3471 |  |  |  | 600 | 1 | 600 |  | onshore | [16 empty] | 288000 |  | 0.48 |  | 11.42% | 600000 |  | 20 | 12000000 | 20000000 | [9 empty] | 24
\cite{Voorspools f2000} | Voorspools f | 2000 |  | 2000 | 16.3471 |  |  |  | 825 | 1 | 825 |  | onshore | [16 empty] | 445500 |  | 0.54 |  | 11.42% | 825000 |  | 20 | 16500000 | 20000000 | [9 empty] | 27
\cite{Waters1997} | Waters | 1997 |  | 1997 | 6.7157 |  |  |  | 150 | 1 | 150 |  | onshore | [16 empty] | 34813.8889 |  | 0.23209 |  | 23.39% | 307407.4074 |  | 25 | 7685185.1852 | 51234567.9012 | [9 empty] | 4.53
\cite{Weinzettel2009} | Weinzettel | 2009 |  | 2009 | 151.3705 |  |  |  | 5000 | 1 | 5000 |  | offshore | [16 empty] | 5348505.6 |  | 1.0697 |  | 53% | 23214000 |  | 20 | 464280000 | 92856000 | [9 empty] | 11.52
\cite{Weinzettel2009} | Weinzettel | 2009 |  | 2009 | 151.3705 |  |  |  | 5000 | 1 | 5000 |  | offshore | [16 empty] | 5682787.2 |  | 1.1366 |  | 53% | 23214000 |  | 20 | 464280000 | 92856000 | [9 empty] | 12.24
\cite{Weinzettel2009} | Weinzettel | 2009 |  | 2009 | 151.3705 |  |  |  | 2000 | 1 | 2000 |  | offshore | [16 empty] | 1438041.6 |  | 0.71902 |  | 30% | 5256000 |  | 20 | 105120000 | 52560000 | [9 empty] | 13.68
\cite{White1998} | White | 1998 |  | 1998 | 8.7343 |  |  |  | 750 | 1 | 750 |  | onshore | [16 empty] | 613966.5 |  | 0.81862 |  | 35% | 2299500 |  | 30 | 68985000 | 91980000 | [9 empty] | 8.9
\cite{White1998} | White | 1998 |  | 1998 | 8.7343 |  |  |  | 342.5 | 1 | 342.5 |  | onshore | [16 empty] | 259225.92 |  | 0.75686 |  | 24% | 720072 |  | 25 | 18001800 | 52560000 | [9 empty] | 14.4
\cite{White1998} | White | 1998 |  | 1998 | 8.7343 |  |  |  | 600 | 1 | 600 |  | onshore | [16 empty] | 658261.44 |  | 1.0971 |  | 31% | 1629360 |  | 20 | 32587200 | 54312000 | [9 empty] | 20.2
\cite{White2000} | White | 2000 |  | 2000 | 16.3471 |  |  |  | 342.5 | 1 | 342.5 |  | onshore | [16 empty] | 270027 |  | 0.7884 |  | 24% | 720072 |  | 25 | 18001800 | 52560000 | [9 empty] | 15
\cite{White2006} | White | 2006 |  | 2006 | 71.9804 |  |  |  | 342.5 | 1 | 342.5 |  | onshore | [16 empty] | 268826.88 |  | 0.7849 |  | 25.6% | 768076.8 |  | 25 | 19201920 | 56064000 | [9 empty] | 14
\cite{White2006} | White | 2006 |  | 2006 | 71.9804 |  |  |  | 750 | 1 | 750 |  | onshore | [16 empty] | 1014670.8 |  | 1.3529 |  | 28.6% | 1879020 |  | 30 | 56370600 | 75160800 | [9 empty] | 18
\cite{White2006} | White | 2006 |  | 2006 | 71.9804 |  |  |  | 600 | 1 | 600 |  | onshore | [16 empty] | 711241.92 |  | 1.1854 |  | 19.9% | 1045944 |  | 20 | 20918880 | 34864800 | [9 empty] | 34
\cite{WEC2004} | WEC | 2004 |  | 2004 | 46.3965 |  |  |  | 230 | 1 | 230 |  | onshore | [16 empty] | #VALUE! |  | #VALUE! |  | 35% | 705180 |  | - | #VALUE! | #VALUE! | [9 empty] | 8.2
\cite{WEC2004} | WEC | 2004 |  | 2004 | 46.3965 |  |  |  | 600 | 1 | 600 |  | onshore | [16 empty] | #VALUE! |  | #VALUE! |  | 23% | 1208880 |  | - | #VALUE! | #VALUE! | [9 empty] | 8.4
\cite{WEC2004} | WEC | 2004 |  | 2004 | 46.3965 |  |  |  | 600 | 1 | 600 |  | onshore | [16 empty] | #VALUE! |  | #VALUE! |  | 21% | 1103760 |  | - | #VALUE! | #VALUE! | [9 empty] | 12.2
\cite{WEC2004} | WEC | 2004 |  | 2004 | 46.3965 |  |  |  | 500 | 1 | 500 |  | onshore | [16 empty] | #VALUE! |  | #VALUE! |  | 25% | 1095000 |  | - | #VALUE! | #VALUE! | [9 empty] | 14.5
\cite{WEC2004} | WEC | 2004 |  | 2004 | 46.3965 |  |  |  | 500 | 1 | 500 |  | offshore | [16 empty] | #VALUE! |  | #VALUE! |  | 29% | 1270200 |  | - | #VALUE! | #VALUE! | [9 empty] | 22
Note on AL14: [Threaded comment] Your version of Excel allows you to read this threaded comment; however, any edits to it will get removed if the file is opened in a newer version of Excel. Learn more: https://go.microsoft.com/fwlink/?linkid=870924 Comment: Value was 20/40
Note on AL16: [Threaded comment] Your version of Excel allows you to read this threaded comment; however, any edits to it will get removed if the file is opened in a newer version of Excel. Learn more: https://go.microsoft.com/fwlink/?linkid=870924 Comment: Value was 20/40
Note on AL18: [Threaded comment] Your version of Excel allows you to read this threaded comment; however, any edits to it will get removed if the file is opened in a newer version of Excel. Learn more: https://go.microsoft.com/fwlink/?linkid=870924 Comment: Value was 20/40
Note on AL36: [Threaded comment] Your version of Excel allows you to read this threaded comment; however, any edits to it will get removed if the file is opened in a newer version of Excel. Learn more: https://go.microsoft.com/fwlink/?linkid=870924 Comment: Value was 20/40
Note on AL68: [Threaded comment] Your version of Excel allows you to read this threaded comment; however, any edits to it will get removed if the file is opened in a newer version of Excel. Learn more: https://go.microsoft.com/fwlink/?linkid=870924 Comment: Value was “various”

## Data - Carbajales-Dale (2016)
Ref | Author | Publication year | Installation year | Capacity reference year | Installed capacity wind [MW] | Analysis type | Scope as stated | Location | Turbine power rating [kW] | Number turbines | Total capacity [kW] | Turbine information | Foundation/platform | System | On/offshore | Rotor diameter [m] | Hub height [m] | Operational/ conceptual | Gross energy requirement [MJ(p)] | Error gross energy requirement [MJ(p)] | Gross energy requirement [kWh(p)] | Error gross energy requirement [kWh(p)] | CED [MJ(p)/Wp] | Error CED [MJ(p)/Wp] | CED [kWh(p)/Wp] | Error CED [kWh(p)/Wp] | Electricity conversion factor [%] | Gross energy requirement [kWh(e)] | Error gross energy requirement [kWh(e)] | CED [kWh(e)/Wp] | Error CED [kWh(e)/Wp] | Total CO2 emissions [kg CO2-eq] | Error total CO2 emissions [kg CO2-eq] | CO2 emissions [kg CO2-eq/Wp] | Error CO2 emissions [kg CO2-eq/Wp] | Capacity factor [%] | Annual electricity output [kWh(e)/yr] | Error annual electricity output [kWh(e)/yr] | Lifetime [yr] | Total electricity output [kWh(e)] | Specific electricity output [kWh(e)/MWp] | EROI, no quality adjustment | Error EROI | EROI (primary) | Error EROI (primary) | Energy intensity [MJ(p)/kWh(e)] | Error energy intensity [MJ(p)/kWh(e)] | Energy intensity [kWh(in-p)/kWh(out-e)] | Error Energy intensity [kWh(in-p)/kWh(out-e)] | Energy payback time [yrs] | CO2 intensity [gCO2-eq/kWh] | Error CO2 intensity [g-CO2/kWh] | GHG payback time [mths] | Comments
\cite{Al-Behadili2015} | Al-Behadili | 2015 |  | 2015 | 427.659 | PA | MTCGOD | Libya | 1650 | 37 | 61050 | M. TORESS (TWT 1.65/82), 3-bl |  | Wind farm | onshore | 82 | 71 | o | 387997200 |  | 107777000 |  | 6.3554 |  | 1.7654 | [10 empty] | 42.39% | 226715000 |  | 20 | 4534300000 | 74271908.2719 | [6 empty] | 0.023769 |  | 0.47539
\cite{Aso2015} | Aso | 2015 |  | 2015 | 427.659 | PA | M |  | 2100 | 1 | 2100 |  |  | Theoretical turbine | N/A | 80 | 70 | c | 3280000 |  | 911111.1111 |  | 1.5619 |  | 0.43386 | [11 empty] | 0 |  |  |  | 0 | [8 empty] | 0
\cite{Aso2015} | Aso | 2015 |  | 2015 | 427.659 | PA | M |  | 1600 | 1 | 1600 |  |  | Theoretical turbine | N/A | 70 | 65 | c | 2830000 |  | 786111.1111 |  | 1.7688 |  | 0.49132 | [11 empty] | 0 |  |  |  | 0 | [8 empty] | 0
\cite{Aso2015} | Aso | 2015 |  | 2015 | 427.659 | PA | M |  | 2700 | 1 | 2700 |  |  | Theoretical turbine | N/A | 90 | 80 | c | 4250000 |  | 1180555.5556 |  | 1.5741 |  | 0.43724 | [11 empty] | 0 |  |  |  | 0 | [8 empty] | 0
\cite{Cheng2016} | Cheng | 2016 |  | 2016 | 427.659 | PA | MTCGOD | Denmark | 2000 | 8 | 16000 |  |  | Wind farm | onshore |  |  | o | 104724000 |  | 29090000 |  | 6.5453 |  | 1.8181 | [10 empty] | 32.16% | 45070000 |  | 20 | 901400000 | 56337500 | [6 empty] | 0.032272 |  | 0.64544
\cite{Cheng2016} | Cheng | 2016 |  | 2016 | 427.659 | PA | MCTGOD | Denmark | 2000 | 80 | 160000 |  |  | Wind farm | offshore |  |  | o | 1749600000 |  | 486000000 |  | 10.935 |  | 3.0375 | [10 empty] | 46.16% | 647000000 |  | 20 | 12940000000 | 80875000 | [6 empty] | 0.037558 |  | 0.75116
\cite{Demir2013} | Demir | 2013 |  | 2013 | 310.3667 | PA | MCT | Turkey | 330 | 1 | 330 |  |  |  | N/A | 33 | 50 |  | 5030280 |  | 1397300 |  | 15.2433 |  | 4.2342 | [10 empty] | 16.29% | 471000 |  | 20 | 9420000 | 28545454.5455 | [6 empty] | 0.14833 |  | 2.9667
\cite{Demir2013} | Demir | 2013 |  | 2013 | 310.3667 | PA |  | Turkey | 330 | 1 | 330 |  |  |  | N/A | 33 | 80 |  |  |  | 0 |  | 0 |  | 0 | [10 empty] | 21.03% | 608000 |  | 20 | 12160000 | 36848484.8485 | [8 empty] | 2.75
\cite{Demir2013} | Demir | 2013 |  | 2013 | 310.3667 | PA |  | Turkey | 330 | 1 | 330 |  |  |  | N/A | 33 | 100 |  |  |  | 0 |  | 0 |  | 0 | [10 empty] | 25.81% | 746000 |  | 20 | 14920000 | 45212121.2121 | [8 empty] | 2.5
\cite{Demir2013} | Demir | 2013 |  | 2013 | 310.3667 | PA |  | Turkey | 500 | 1 | 500 |  |  |  | N/A | 48 | 50 |  |  |  | 0 |  | 0 |  | 0 | [10 empty] | 15.82% | 693000 |  | 20 | 13860000 | 27720000 | [8 empty] | 2.9167
\cite{Demir2013} | Demir | 2013 |  | 2013 | 310.3667 | PA |  | Turkey | 500 | 1 | 500 |  |  |  | N/A | 48 | 80 |  |  |  | 0 |  | 0 |  | 0 | [10 empty] | 20.62% | 903000 |  | 20 | 18060000 | 36120000 | [8 empty] | 2.4167
\cite{Demir2013} | Demir | 2013 |  | 2013 | 310.3667 | PA |  | Turkey | 500 | 1 | 500 |  |  |  | N/A | 48 | 100 |  |  |  | 0 |  | 0 |  | 0 | [10 empty] | 23.06% | 1010000 |  | 20 | 20200000 | 40400000 | [8 empty] | 2.25
\cite{Demir2013} | Demir | 2013 |  | 2013 | 310.3667 | PA |  | Turkey | 810 | 1 | 810 |  |  |  | N/A | 53 | 50 |  |  |  | 0 |  | 0 |  | 0 | [10 empty] | 16.63% | 1180000 |  | 20 | 23600000 | 29135802.4691 | [8 empty] | 2
\cite{Demir2013} | Demir | 2013 |  | 2013 | 310.3667 | PA |  | Turkey | 810 | 1 | 810 |  |  |  | N/A | 53 | 80 |  |  |  | 0 |  | 0 |  | 0 | [10 empty] | 21.28% | 1510000 |  | 20 | 30200000 | 37283950.6173 | [8 empty] | 1.5833
\cite{Demir2013} | Demir | 2013 |  | 2013 | 310.3667 | PA |  | Turkey | 810 | 1 | 810 |  |  |  | N/A | 53 | 100 |  |  |  | 0 |  | 0 |  | 0 | [10 empty] | 23.54% | 1670000 |  | 20 | 33400000 | 41234567.9012 | [8 empty] | 1.5
\cite{Demir2013} | Demir | 2013 |  | 2013 | 310.3667 | PA |  | Turkey | 2050 | 1 | 2050 |  |  |  | N/A | 82 | 50 |  |  |  | 0 |  | 0 |  | 0 | [10 empty] | 15.31% | 2750000 |  | 20 | 55000000 | 26829268.2927 | [8 empty] | 1.5
\cite{Demir2013} | Demir | 2013 |  | 2013 | 310.3667 | PA |  | Turkey | 2050 | 1 | 2050 |  |  |  | N/A | 82 | 80 |  |  |  | 0 |  | 0 |  | 0 | [10 empty] | 19.82% | 3560000 |  | 20 | 71200000 | 34731707.3171 | [8 empty] | 1.25
\cite{Demir2013} | Demir | 2013 |  | 2013 | 310.3667 | PA |  | Turkey | 2050 | 1 | 2050 |  |  |  | N/A | 82 | 100 |  | 17344800 |  | 4818000 |  | 8.4609 |  | 2.3502 | [10 empty] | 22.05% | 3960000 |  | 20 | 79200000 | 38634146.3415 | [6 empty] | 0.060833 |  | 1.2167
\cite{Demir2013} | Demir | 2013 |  | 2013 | 310.3667 | PA |  | Turkey | 3020 | 1 | 3020 |  |  |  | N/A | 82 | 50 |  |  |  | 0 |  | 0 |  | 0 | [10 empty] | 10.32% | 2730000 |  | 20 | 54600000 | 18079470.1987 | [8 empty] | 2.25
\cite{Demir2013} | Demir | 2013 |  | 2013 | 310.3667 | PA |  | Turkey | 3020 | 1 | 3020 |  |  |  | N/A | 82 | 80 |  |  |  | 0 |  | 0 |  | 0 | [10 empty] | 13.46% | 3560000 |  | 20 | 71200000 | 23576158.9404 | [8 empty] | 1.8333
\cite{Demir2013} | Demir | 2013 |  | 2013 | 310.3667 | PA |  | Turkey | 3020 | 1 | 3020 |  |  |  | N/A | 82 | 100 |  |  |  | 0 |  | 0 |  | 0 | [10 empty] | 15.08% | 3990000 |  | 20 | 79800000 | 26423841.0596 | [8 empty] | 1.75
\cite{Fleck2009} | Fleck | 2009 |  | 2009 | 151.3705 | PA | MTCBaO | Canada | 0.4 | 5 | 2 | Air-X micro turbine |  | Wind system for home use | onshore | 1.17 | 30 | c | 203281.2 |  | 56467 |  | 101.6406 |  | 28.2335 | [10 empty] | 16.13% | 2826.05 |  | 20 | 56521 | 28260500 | [6 empty] | 0.99904 |  | 19.9809
\cite{Greening2013} | Greening | 2013 |  | 2013 | 310.3667 | PA | MTCGOD | UK | 6 | 1 | 6 |  |  | Micro-system | onshore | 5.5 | 9 | c | 179400 |  | 49833.3333 |  | 29.9 |  | 8.3056 | [10 empty] | 14.84% | 7800 |  | 20 | 156000 | 26000000 | [6 empty] | 0.31944 |  | 6.3889
\cite{Greening2013} | Greening | 2013 |  | 2013 | 310.3667 | PA | MTCGOD | UK | 6 | 1 | 6 |  |  | Micro-system | onshore | 5.5 | 9 | c | 179400 |  | 49833.3333 |  | 29.9 |  | 8.3056 | [10 empty] | 18.26% | 9600 |  | 20 | 192000 | 32000000 | [6 empty] | 0.25955 |  | 5.191
\cite{Greening2013} | Greening | 2013 |  | 2013 | 310.3667 | PA | MTCGOD | UK | 6 | 1 | 6 |  |  | Micro-system | onshore | 5.5 | 9 | c | 179400 |  | 49833.3333 |  | 29.9 |  | 8.3056 | [10 empty] | 19.03% | 10000 |  | 20 | 200000 | 33333333.3333 | [6 empty] | 0.24917 |  | 4.9833
\cite{Greening2013} | Greening | 2013 |  | 2013 | 310.3667 | PA | MTCGOD | UK | 6 | 1 | 6 |  |  | Micro-system | onshore | 5.5 | 9 | c | 179400 |  | 49833.3333 |  | 29.9 |  | 8.3056 | [10 empty] | 21.69% | 11400 |  | 20 | 228000 | 38000000 | [6 empty] | 0.21857 |  | 4.3713
\cite{Greening2013} | Greening | 2013 |  | 2013 | 310.3667 | PA | MTCGOD | UK | 6 | 1 | 6 |  |  | Micro-system | onshore | 5.5 | 9 | c | 179400 |  | 49833.3333 |  | 29.9 |  | 8.3056 | [10 empty] | 23.97% | 12600 |  | 20 | 252000 | 42000000 | [6 empty] | 0.19775 |  | 3.955
\cite{Greening2013} | Greening | 2013 |  | 2013 | 310.3667 | PA | MTCGOD | UK | 6 | 1 | 6 |  |  | Micro-system | onshore | 5.5 | 9 | c | 179400 |  | 49833.3333 |  | 29.9 |  | 8.3056 | [10 empty] | 27.4% | 14400 |  | 20 | 288000 | 48000000 | [6 empty] | 0.17303 |  | 3.4606
\cite{Greening2013} | Greening | 2013 |  | 2013 | 310.3667 | PA | MTCGOD | UK | 6 | 1 | 6 |  |  | Micro-system | onshore | 5.5 | 9 | c | 179400 |  | 49833.3333 |  | 29.9 |  | 8.3056 | [10 empty] | 30.82% | 16200 |  | 20 | 324000 | 54000000 | [6 empty] | 0.15381 |  | 3.0761
\cite{Greening2013} | Greening | 2013 |  | 2013 | 310.3667 | PA | MTCGOD | UK | 6 | 1 | 6 |  |  | Micro-system | onshore | 5.5 | 9 | c | 179400 |  | 49833.3333 |  | 29.9 |  | 8.3056 | [10 empty] | 34.25% | 18000 |  | 20 | 360000 | 60000000 | [6 empty] | 0.13843 |  | 2.7685
\cite{Guezuraga2012} | Guezuraga | 2012 |  | 2012 | 270.8468 | PA | MTCGOD |  | 1800 | 1 | 1800 | 1.8 MW-gearless |  |  | onshore | 90 | 105 | o | 14076000 |  | 3910000 |  | 7.82 |  | 2.1722 | [10 empty] | 20.74% | 3270000 |  | 20 | 65400000 | 36333333.3333 | [6 empty] | 0.059786 |  | 1.1957
\cite{Guezuraga2012} | Guezuraga | 2012 |  | 2012 | 270.8468 | PA | MTCGOD |  | 2000 | 1 | 2000 | 2,0 MW-geared |  |  | onshore | 70 | 65 | c | 7596000 |  | 2110000 |  | 3.798 |  | 1.055 | [10 empty] | 34.13% | 5980000 |  | 20 | 119600000 | 59800000 | [6 empty] | 0.017642 |  | 0.35284
\cite{Kabir2012} | Kabir | 2012 |  | 2012 | 270.8468 | PA | MTCGOD | Canada | 5 | 20 | 100 | Endurance (EN) 5 kW |  |  | onshore | 5.5 | 36.6 | c | 7790148 |  | 2163930 |  | 77.9015 |  | 21.6393 | [10 empty] | 23.29% | 204000 |  | 25 | 5100000 | 51000000 | [6 empty] | 0.4243 |  | 10.6075
\cite{Kabir2012} | Kabir | 2012 |  | 2012 | 270.8468 | PA | MTCGOD | Canada | 20 | 5 | 100 | Jacobs (JA) 20 kW |  |  | onshore | 9.45 | 36.7 | c | 3907260 |  | 1085350 |  | 39.0726 |  | 10.8535 | [10 empty] | 22.37% | 196000 |  | 25 | 4900000 | 49000000 | [6 empty] | 0.2215 |  | 5.5375
\cite{Kabir2012} | Kabir | 2012 |  | 2012 | 270.8468 | PA | MTCGOD | Canada | 100 | 1 | 100 | Northern Power (NP) 100 kW |  |  | onshore | 21 | 37 | c | 2543364 |  | 706490 |  | 25.4336 |  | 7.0649 | [10 empty] | 24.2% | 212000 |  | 25 | 5300000 | 53000000 | [6 empty] | 0.1333 |  | 3.3325
\cite{Tsai2013} | Tsai | 2013 |  | 2013 | 310.3667 | PA | MTCGOD | Michigan | 3000 | 100 | 300000 | Vestas V112 3.0 MW | GBF |  | offshore |  | 100 | c | 8700000000 |  | 2416666666.6667 |  | 29 |  | 8.0556 | [10 empty] | 28.16% | 740000000 |  | 20 | 14800000000 | 49333333.3333 | [6 empty] | 0.16329 |  | 3.2658 |  |  |  | Off (5 km)
\cite{Tsai2013} | Tsai | 2013 |  | 2013 | 310.3667 | PA | MTCGOD | Michigan | 3000 | 100 | 300000 | Vestas V112 3.0 MW | Monopile |  | offshore |  | 100 | c | 6290000000 |  | 1747222222.2222 |  | 20.9667 |  | 5.8241 | [10 empty] | 30.06% | 790000000 |  | 20 | 15800000000 | 52666666.6667 | [6 empty] | 0.11058 |  | 2.2117 |  |  |  | Off (10 km)
\cite{Tsai2013} | Tsai | 2013 |  | 2013 | 310.3667 | PA | MTCGOD | Michigan | 3000 | 100 | 300000 | Vestas V112 3.0 MW | Tripod |  | offshore |  | 100 | c | 9540000000 |  | 2650000000 |  | 31.8 |  | 8.8333 | [10 empty] | 30.82% | 810000000 |  | 20 | 16200000000 | 54000000 | [6 empty] | 0.16358 |  | 3.2716 |  |  |  | Off (15 km)
\cite{Tsai2013} | Tsai | 2013 |  | 2013 | 310.3667 | PA | MTCGOD | Michigan | 3000 | 100 | 300000 | Vestas V112 3.0 MW | Tripod |  | offshore |  | 100 | c | 10340000000 |  | 2872222222.2222 |  | 34.4667 |  | 9.5741 | [10 empty] | 31.58% | 830000000 |  | 20 | 16600000000 | 55333333.3333 | [6 empty] | 0.17303 |  | 3.4605 |  |  |  | Off (20 km)
\cite{Tsai2013} | Tsai | 2013 |  | 2013 | 310.3667 | PA | MTCGOD | Michigan | 3000 | 100 | 300000 | Vestas V112 3.0 MW | Floating |  | offshore |  | 100 | c | 9400000000 |  | 2611111111.1111 |  | 31.3333 |  | 8.7037 | [10 empty] | 32.72% | 860000000 |  | 20 | 17200000000 | 57333333.3333 | [6 empty] | 0.15181 |  | 3.0362 |  |  |  | Off (30 km)
\cite{Tsai2013} | Tsai | 2013 |  | 2013 | 310.3667 | PA | MTCGOD | Michigan | 3000 | 100 | 300000 | Vestas V112 3.0 MW | Monopile |  | offshore |  | 100 | c | 5980000000 |  | 1661111111.1111 |  | 19.9333 |  | 5.537 | [10 empty] | 31.01% | 815000000 |  | 20 | 16300000000 | 54333333.3333 | [6 empty] | 0.10191 |  | 2.0382 |  |  |  | Off (5 km)
\cite{Tsai2013} | Tsai | 2013 |  | 2013 | 310.3667 | PA | MTCGOD | Michigan | 3000 | 100 | 300000 | Vestas V112 3.0 MW | Floating |  | offshore |  | 100 | c | 8190000000 |  | 2275000000 |  | 27.3 |  | 7.5833 | [10 empty] | 33.3% | 875000000 |  | 20 | 17500000000 | 58333333.3333 | [6 empty] | 0.13 |  | 2.6 |  |  |  | Off (10 km)
\cite{Tsai2013} | Tsai | 2013 |  | 2013 | 310.3667 | PA | MTCGOD | Michigan | 3000 | 100 | 300000 | Vestas V112 3.0 MW | Floating |  | offshore |  | 100 | c | 8500000000 |  | 2361111111.1111 |  | 28.3333 |  | 7.8704 | [10 empty] | 34.44% | 905000000 |  | 20 | 18100000000 | 60333333.3333 | [6 empty] | 0.13045 |  | 2.609 |  |  |  | Off (15 km)
\cite{Tsai2013} | Tsai | 2013 |  | 2013 | 310.3667 | PA | MTCGOD | Michigan | 3000 | 100 | 300000 | Vestas V112 3.0 MW | Floating |  | offshore |  | 100 | c | 8810000000 |  | 2447222222.2222 |  | 29.3667 |  | 8.1574 | [10 empty] | 34.82% | 915000000 |  | 20 | 18300000000 | 61000000 | [6 empty] | 0.13373 |  | 2.6746 |  |  |  | Off (20 km)
\cite{Tsai2013} | Tsai | 2013 |  | 2013 | 310.3667 | PA | MTCGOD | Michigan | 3000 | 100 | 300000 | Vestas V112 3.0 MW | Floating |  | offshore |  | 100 | c | 9410000000 |  | 2613888888.8889 |  | 31.3667 |  | 8.713 | [10 empty] | 35.2% | 925000000 |  | 20 | 18500000000 | 61666666.6667 | [6 empty] | 0.14129 |  | 2.8258 |  |  |  | Off (30 km)
\cite{Tsai2013} | Tsai | 2013 |  | 2013 | 310.3667 | PA | MTCGOD | Michigan | 3000 | 100 | 300000 | Vestas V112 3.0 MW | Monopile |  | offshore |  | 100 | c | 5970000000 |  | 1658333333.3333 |  | 19.9 |  | 5.5278 | [10 empty] | 31.2% | 820000000 |  | 20 | 16400000000 | 54666666.6667 | [6 empty] | 0.10112 |  | 2.0224 |  |  |  | Off (5 km)
\cite{Tsai2013} | Tsai | 2013 |  | 2013 | 310.3667 | PA | MTCGOD | Michigan | 3000 | 100 | 300000 | Vestas V112 3.0 MW | Tripod |  | offshore |  | 100 | c | 9750000000 |  | 2708333333.3333 |  | 32.5 |  | 9.0278 | [10 empty] | 32.53% | 855000000 |  | 20 | 17100000000 | 57000000 | [6 empty] | 0.15838 |  | 3.1676 |  |  |  | Off (10 km)
\cite{Tsai2013} | Tsai | 2013 |  | 2013 | 310.3667 | PA | MTCGOD | Michigan | 3000 | 100 | 300000 | Vestas V112 3.0 MW | Floating |  | offshore |  | 100 | c | 8490000000 |  | 2358333333.3333 |  | 28.3 |  | 7.8611 | [10 empty] | 34.25% | 900000000 |  | 20 | 18000000000 | 60000000 | [6 empty] | 0.13102 |  | 2.6204 |  |  |  | Off (15 km)
\cite{Tsai2013} | Tsai | 2013 |  | 2013 | 310.3667 | PA | MTCGOD | Michigan | 3000 | 100 | 300000 | Vestas V112 3.0 MW | Floating |  | offshore |  | 100 | c | 8800000000 |  | 2444444444.4444 |  | 29.3333 |  | 8.1481 | [10 empty] | 34.63% | 910000000 |  | 20 | 18200000000 | 60666666.6667 | [6 empty] | 0.13431 |  | 2.6862 |  |  |  | Off (20 km)
\cite{Tsai2013} | Tsai | 2013 |  | 2013 | 310.3667 | PA | MTCGOD | Michigan | 3000 | 100 | 300000 | Vestas V112 3.0 MW | Floating |  | offshore |  | 100 | c | 9410000000 |  | 2613888888.8889 |  | 31.3667 |  | 8.713 | [10 empty] | 35.2% | 925000000 |  | 20 | 18500000000 | 61666666.6667 | [6 empty] | 0.14129 |  | 2.8258 |  |  |  | Off (30 km)
\cite{Tsai2013} | Tsai | 2013 |  | 2013 | 310.3667 | PA | MTCGOD | Michigan | 3000 | 100 | 300000 | Vestas V112 3.0 MW | GBF |  | offshore |  | 100 | c | 8720000000 |  | 2422222222.2222 |  | 29.0667 |  | 8.0741 | [10 empty] | 29.3% | 770000000 |  | 20 | 15400000000 | 51333333.3333 | [6 empty] | 0.15729 |  | 3.1457 |  |  |  | Off (5 km)
\cite{Tsai2013} | Tsai | 2013 |  | 2013 | 310.3667 | PA | MTCGOD | Michigan | 3000 | 100 | 300000 | Vestas V112 3.0 MW | Monopile |  | offshore |  | 100 | c | 6280000000 |  | 1744444444.4444 |  | 20.9333 |  | 5.8148 | [10 empty] | 30.25% | 795000000 |  | 20 | 15900000000 | 53000000 | [6 empty] | 0.10971 |  | 2.1943 |  |  |  | Off (10 km)
\cite{Tsai2013} | Tsai | 2013 |  | 2013 | 310.3667 | PA | MTCGOD | Michigan | 3000 | 100 | 300000 | Vestas V112 3.0 MW | Tripod |  | offshore |  | 100 | c | 9330000000 |  | 2591666666.6667 |  | 31.1 |  | 8.6389 | [10 empty] | 30.44% | 800000000 |  | 20 | 16000000000 | 53333333.3333 | [6 empty] | 0.16198 |  | 3.2396 |  |  |  | Off (15 km)
\cite{Tsai2013} | Tsai | 2013 |  | 2013 | 310.3667 | PA | MTCGOD | Michigan | 3000 | 100 | 300000 | Vestas V112 3.0 MW | Tripod |  | offshore |  | 100 | c | 9630000000 |  | 2675000000 |  | 32.1 |  | 8.9167 | [10 empty] | 30.82% | 810000000 |  | 20 | 16200000000 | 54000000 | [6 empty] | 0.16512 |  | 3.3025 |  |  |  | Off (20 km)
\cite{Tsai2013} | Tsai | 2013 |  | 2013 | 310.3667 | PA | MTCGOD | Michigan | 3000 | 100 | 300000 | Vestas V112 3.0 MW | Tripod |  | offshore |  | 100 | c | 10970000000 |  | 3047222222.2222 |  | 36.5667 |  | 10.1574 | [10 empty] | 31.2% | 820000000 |  | 20 | 16400000000 | 54666666.6667 | [6 empty] | 0.18581 |  | 3.7161 |  |  |  | Off (30 km)
\cite{Marimuthu2013} | Marimuthu | 2013 |  | 2013 | 310.3667 | PA-I/O | MTCGOD | India | 1650 | 1 | 1650 |  |  |  | onshore |  | 75 | o | 12211200 |  | 3392000 |  | 7.4007 |  | 2.0558 | [10 empty] | 20.96% | 3029558 |  | 20 | 60591160 | 36721915.1515 | [6 empty] | 0.055982 |  | 1.1196
\cite{Martinez2015} | Martinez | 2015 |  | 2015 | 427.659 | PA | MCGOD |  | 2000 | 1 | 2000 | G8X Gamesa onshore wind turbine |  |  | onshore | 80 | 70 | c |  |  | 0 |  | 0 |  | 0 | [10 empty] | 22.83% | 4000000 |  | 20 | 80000000 | 40000000 | [6 empty] | 0 |  | 0
\cite{Matveev2015} | Matveev | 2015 |  | 2015 | 427.659 | PA | MTCOD | Russia | 4 | 1 | 4 | WPI-5-4 24 blade turbine |  |  | onshore | 5 | 8.22 | c | 98653 |  | 27403.6111 |  | 24.6633 |  | 6.8509 | [10 empty] | 8.25% | 2890.8 |  | 10 | 28908 | 7227000 | [6 empty] | 0.94796 |  | 9.4796
\cite{Matveev2015} | Matveev | 2015 |  | 2015 | 427.659 | PA | MTCOD | Russia | 4 | 1 | 4 | WPI-5-4 24 blade turbine |  |  | onshore | 5 | 8.22 | c | 98653 |  | 27403.6111 |  | 24.6633 |  | 6.8509 | [10 empty] | 24.5% | 8584.8 |  | 10 | 85848 | 21462000 | [6 empty] | 0.31921 |  | 3.1921
\cite{Matveev2015} | Matveev | 2015 |  | 2015 | 427.659 | PA | MTCOD | Russia | 4 | 1 | 4 | WPI-5-4 24 blade turbine |  |  | onshore | 5 | 8.22 | c | 98653 |  | 27403.6111 |  | 24.6633 |  | 6.8509 | [10 empty] | 40.25% | 14103.6 |  | 10 | 141036 | 35259000 | [6 empty] | 0.1943 |  | 1.943
\cite{Matveev2015} | Matveev | 2015 |  | 2015 | 427.659 | PA | MTCOD | Russia | 4 | 1 | 4 | WPI-5-4 24 blade turbine |  |  | onshore | 5 | 8.22 | c | 98653 |  | 27403.6111 |  | 24.6633 |  | 6.8509 | [10 empty] | 49.25% | 17257.2 |  | 10 | 172572 | 43143000 | [6 empty] | 0.1588 |  | 1.588
\cite{Matveev2015} | Matveev | 2015 |  | 2015 | 427.659 | PA | MTCOD | Russia | 4 | 1 | 4 | WPI-5-4 24 blade turbine |  |  | onshore | 5 | 8.22 | c | 98653 |  | 27403.6111 |  | 24.6633 |  | 6.8509 | [10 empty] | 56% | 19622.4 |  | 10 | 196224 | 49056000 | [6 empty] | 0.13965 |  | 1.3965
\cite{Matveev2015} | Matveev | 2015 |  | 2015 | 427.659 | PA | MTCOD | Russia | 4 | 1 | 4 | WPI-5-4 24 blade turbine |  |  | onshore | 5 | 8.22 | c | 98653 |  | 27403.6111 |  | 24.6633 |  | 6.8509 | [10 empty] | 73.75% | 25842 |  | 10 | 258420 | 64605000 | [6 empty] | 0.10604 |  | 1.0604
\cite{Nagashima2015} | Nagashima | 2015 |  | 2015 | 427.659 | PA-I/O | MCGO | Japan | 1650 | 1 | 1650 | Vesta V82-1.65 MW |  |  | onshore |  |  | c | 16460000 |  | 4572222.2222 |  | 9.9758 |  | 2.771 | [10 empty] | 19.99% | 2890000 |  | 20 | 57800000 | 35030303.0303 | [6 empty] | 0.079104 |  | 1.5821
\cite{Noori2015} | Noori | 2015 |  | 2015 | 427.659 | PA-I/O | MTCO | US | 2000 | 1 | 2000 | Vesta V80-2.0 MW |  |  | onshore |  | 78 | c | 28250000 |  | 7847222.2222 |  | 14.125 |  | 3.9236 | [10 empty] | 32.25% | 5650000 |  | 20 | 113000000 | 56500000 | [6 empty] | 0.069444 |  | 1.3889
\cite{Noori2015} | Noori | 2015 |  | 2015 | 427.659 | PA-I/O | MTCO | US | 2000 | 1 | 2000 | Vesta V80-2.0 MW |  |  | offshore |  | 60 | c | 21060000 |  | 5850000 |  | 10.53 |  | 2.925 | [10 empty] | 46.23% | 8100000 |  | 20 | 162000000 | 81000000 | [6 empty] | 0.036111 |  | 0.72222
\cite{Noori2015} | Noori | 2015 |  | 2015 | 427.659 | PA-I/O | MTCO | US | 3000 | 1 | 3000 | Vesta V90-3.0 MW |  |  | onshore |  | 105 | c | 36340000 |  | 10094444.4444 |  | 12.1133 |  | 3.3648 | [10 empty] | 30.06% | 7900000 |  | 20 | 158000000 | 52666666.6667 | [6 empty] | 0.063889 |  | 1.2778
\cite{Noori2015} | Noori | 2015 |  | 2015 | 427.659 | PA-I/O | MTCO | US | 3000 | 1 | 3000 | Vesta V90-3.0 MW |  |  | offshore |  | 80 | c | 27440000 |  | 7622222.2222 |  | 9.1467 |  | 2.5407 | [10 empty] | 53.27% | 14000000 |  | 20 | 280000000 | 93333333.3333 | [6 empty] | 0.027222 |  | 0.54444
\cite{Radaal2012} | Radaal | 2012 |  | 2012 | 270.8468 | PA | MTCGOD | UK | 5000 | 100 | 500000 | NREL 5MW | OC4 Jacket |  | offshore | 126 | 90 | c |  |  | 0 |  | 0 |  | 0 | [10 empty] | 46% | 2014800000 |  | 20 | 40296000000 | 80592000 | 12.4 | 0.1 | [6 empty] | 1.6 |  |  | 0.1
\cite{Radaal2012} | Radaal | 2012 |  | 2012 | 270.8468 | PA | MTCGOD | UK | 5000 | 100 | 500000 | NREL 5MW | SWAY |  | offshore | 126 | 90 | c |  |  | 0 |  | 0 |  | 0 | [10 empty] | 46% | 2014800000 |  | 20 | 40296000000 | 80592000 | 11.2 | 0.1 | [6 empty] | 1.8 |  |  | 0.1
\cite{Radaal2012} | Radaal | 2012 |  | 2012 | 270.8468 | PA | MTCGOD | UK | 5000 | 100 | 500000 | NREL 5MW | Umaine Semi-S |  | offshore | 126 | 90 | c |  |  | 0 |  | 0 |  | 0 | [10 empty] | 46% | 2014800000 |  | 20 | 40296000000 | 80592000 | 7.5 | 0.1 | [6 empty] | 2.7 |  |  | 0.1
\cite{Radaal2012} | Radaal | 2012 |  | 2012 | 270.8468 | PA | MTCGOD | UK | 5000 | 100 | 500000 | NREL 5MW | Umaine Spar |  | offshore | 126 | 90 | c |  |  | 0 |  | 0 |  | 0 | [10 empty] | 46% | 2014800000 |  | 20 | 40296000000 | 80592000 | 9.2 | 0.1 | [6 empty] | 2.2 |  |  | 0.1
\cite{Radaal2012} | Radaal | 2012 |  | 2012 | 270.8468 | PA | MTCGOD | UK | 5000 | 100 | 500000 | NREL 5MW | Umaine TLP |  | offshore | 126 | 90 | c |  |  | 0 |  | 0 |  | 0 | [10 empty] | 46% | 2014800000 |  | 20 | 40296000000 | 80592000 | 12 | 0.1 | [6 empty] | 1.7 |  |  | 0.1
\cite{Radaal2012} | Radaal | 2012 |  | 2012 | 270.8468 | PA | MTCGOD | UK | 5000 | 100 | 500000 | NREL 5MW | MIT TLB |  | offshore | 126 | 90 | c |  |  | 0 |  | 0 |  | 0 | [10 empty] | 46% | 2014800000 |  | 20 | 40296000000 | 80592000 | 12.9 | 0.1 | [6 empty] | 1.5 |  |  | 0.1
\cite{Radaal2012} | Radaal | 2012 |  | 2012 | 270.8468 | PA | MTCGOD | Norway | 2300 | 17 | 39100 |  |  |  | onshore |  |  | o |  |  | 0 |  | 0 |  | 0 | [10 empty] | 33.87% | 116000000 |  | 20 | 2320000000 | 59335038.3632 | 21 | 0.2 | [6 empty] | 0.95 |  |  | 0.01 | Base scenario (solid rock foundation)
\cite{Radaal2012} | Radaal | 2012 |  | 2012 | 270.8468 | PA | MTCGOD | Norway | 2300 | 17 | 39100 |  |  |  | onshore |  |  | o |  |  | 0 |  | 0 |  | 0 | [10 empty] | 33.87% | 116000000 |  | 20 | 2320000000 | 59335038.3632 | 20 | 0.2 | [6 empty] | 1 |  |  | 0.01 | Alternative foundation (gravitation)
\cite{Radaal2012} | Radaal | 2012 |  | 2012 | 270.8468 | PA | MTCGOD | Norway | 2300 | 17 | 39100 |  |  |  | onshore |  |  | o |  |  | 0 |  | 0 |  | 0 | [10 empty] | 33.87% | 116000000 |  | 20 | 2320000000 | 59335038.3632 | 21 | 0.2 | [6 empty] | 0.95 |  |  | 0.01 | Steel production by CENTREL elec.
\cite{Radaal2012} | Radaal | 2012 |  | 2012 | 270.8468 | PA | MTCGOD | Norway | 2300 | 17 | 39100 |  |  |  | onshore |  |  | o |  |  | 0 |  | 0 |  | 0 | [10 empty] | 33.87% | 116000000 |  | 20 | 2320000000 | 59335038.3632 | 24 | 0.2 | [6 empty] | 0.83 |  |  | 0.01 | Steel production by hydro-elec
\cite{Radaal2012} | Radaal | 2012 |  | 2012 | 270.8468 | PA | MTCGOD | Norway | 750 | 5 | 3750 |  |  |  | onshore |  |  | o |  |  | 0 |  | 0 |  | 0 | [10 empty] | 24.35% | 8000000 |  | 20 | 160000000 | 42666666.6667 | 14.4 | 0.2 | [6 empty] | 1.39 |  |  | 0.01 | Base scenario (gravitron foundation)
\cite{Radaal2012} | Radaal | 2012 |  | 2012 | 270.8468 | PA | MTCGOD | Norway | 750 | 5 | 3750 |  |  |  | onshore |  |  | o |  |  | 0 |  | 0 |  | 0 | [10 empty] | 24.35% | 8000000 |  | 20 | 160000000 | 42666666.6667 | 13.8 | 0.2 | [6 empty] | 1.44 |  |  | 0.01 | Steel production by CENTREL elec.
\cite{Radaal2012} | Radaal | 2012 |  | 2012 | 270.8468 | PA | MTCGOD | Norway | 750 | 5 | 3750 |  |  |  | onshore |  |  | o |  |  | 0 |  | 0 |  | 0 | [10 empty] | 24.35% | 8000000 |  | 20 | 160000000 | 42666666.6667 | 15.6 | 0.2 | [6 empty] | 1.27 |  |  | 0.01 | Steel production by hydro-elec
\cite{Rajaei2013} | Rajaei | 2013 |  | 2013 | 310.3667 | PA | MCTGO | USA | 1800 | 90 | 162000 | Vestas V90 turbine |  |  | onshore |  |  | o |  |  | 0 |  | 0 |  | 0 | [10 empty] | 24.52% | 348000000 |  | 26 | 9048000000 | 55851851.8519 | 25.5 | 0.1 | [6 empty] | 1.0167 |  |  | 0.016667
\cite{Uddin2014} | Uddin | 2014 |  | 2014 | 360.6852 | PA | MTCOD | Thailand | 0.3 | 1 | 0.3 | 300 W vertical axis |  |  | onshore | 0.25 | 36 | c | 532 |  | 147.7778 |  | 1.7733 |  | 0.49259 | [10 empty] | 4.3% | 113 |  | 20 | 2260 | 7533333.3333 | [6 empty] | 0.065388 |  | 1.3078
\cite{Uddin2014} | Uddin | 2014 |  | 2014 | 360.6852 | PA | MTCOD | Thailand | 0.3 | 1 | 0.3 | 300 W vertical axis |  |  | onshore | 0.25 | 30 | c | 532 |  | 147.7778 |  | 1.7733 |  | 0.49259 | [10 empty] | 5.327% | 140 |  | 20 | 2800 | 9333333.3333 | [6 empty] | 0.052778 |  | 1.0556
\cite{Uddin2014} | Uddin | 2014 |  | 2014 | 360.6852 | PA | MTCOD | Thailand | 0.3 | 1 | 0.3 | 300 W vertical axis |  |  | onshore | 0.25 | 30 | c | 532 |  | 147.7778 |  | 1.7733 |  | 0.49259 | [10 empty] | 20.51% | 539 |  | 20 | 10780 | 35933333.3333 | [6 empty] | 0.013709 |  | 0.27417
\cite{Uddin2014} | Uddin | 2014 |  | 2014 | 360.6852 | PA | MTCOD | Thailand | 0.5 | 1 | 0.5 | 500 W horizontal axis |  |  | onshore | 1.7 | 36 | c | 590 |  | 163.8889 |  | 1.18 |  | 0.32778 | [10 empty] | 5.845% | 256 |  | 20 | 5120 | 10240000 | [6 empty] | 0.03201 |  | 0.64019
\cite{Uddin2014} | Uddin | 2014 |  | 2014 | 360.6852 | PA | MTCOD | Thailand | 0.5 | 1 | 0.5 | 500 W horizontal axis |  |  | onshore | 1.7 | 30 | c | 590 |  | 163.8889 |  | 1.18 |  | 0.32778 | [10 empty] | 7.192% | 315 |  | 20 | 6300 | 12600000 | [6 empty] | 0.026014 |  | 0.52028
\cite{Uddin2014} | Uddin | 2014 |  | 2014 | 360.6852 | PA | MTCOD | Thailand | 0.5 | 1 | 0.5 | 500 W horizontal axis |  |  | onshore | 1.7 | 30 | c | 590 |  | 163.8889 |  | 1.18 |  | 0.32778 | [10 empty] | 40.68% | 1782 |  | 20 | 35640 | 71280000 | [6 empty] | 0.0045985 |  | 0.091969
\cite{Mithraratne2009} | Mithraratne | 2009 |  | 2009 | 151.3705 | PA | MTCOD | New Zealand | 1.5 | 1 | 1.5 | 1.5-kW Swift turbine |  |  | onshore | 2 |  | c | 20709 |  | 5752.5 |  | 13.806 |  | 3.835 | [10 empty] | 4.003% | 526 |  | 20 | 10520 | 7013333.3333 | [6 empty] | 0.54682 |  | 10.9363
\cite{Mithraratne2009} | Mithraratne | 2009 |  | 2009 | 151.3705 | PA | MTCOD | New Zealand | 1.5 | 1 | 1.5 | 1.5-kW Swift turbine |  |  | onshore | 2 |  | c | 20709 |  | 5752.5 |  | 13.806 |  | 3.835 | [10 empty] | 6.4% | 841 |  | 20 | 16820 | 11213333.3333 | [6 empty] | 0.342 |  | 6.8401
\cite{Vargas2015} | Vargas | 2015 |  | 2015 | 427.659 | PA | MCD | Mexico | 2000 | 1 | 2000 |  |  |  | onshore | 80 |  | c | 1341396 |  | 372610 |  | 0.6707 |  | 0.1863 | [10 empty] | 0% | 0 |  | 20 |  | 0 | [8 empty] | 0
\cite{Vargas2015} | Vargas | 2015 |  | 2015 | 427.659 | PA | MCD | Mexico | 2000 | 1 | 2000 |  |  |  | onshore | 80 |  | c | 1862136 |  | 517260 |  | 0.93107 |  | 0.25863 | [10 empty] | 0% | 0 |  | 20 |  | 0 | [8 empty] | 0
\cite{Vestas2013a} | Vestas | 2013 |  | 2013 | 310.3667 | PA | MCTGOD | Europe | 3000 | 30 | 90000 | Vesta V90-3.0 MW |  |  | onshore | 100 | 80 | c | 521120000 |  | 144755555.5556 |  | 5.7902 |  | 1.6084 | [10 empty] | 41.31% | 325700000 |  | 20 | 6514000000 | 72377777.7778 | [6 empty] | 0.022222 |  | 0.44444
\cite{Vestas2013b} | Vestas | 2013 |  | 2013 | 310.3667 | PA | MCTGOD | Europe | 2600 | 35 | 91000 | Vestas V100-2.6MW |  |  | onshore | 90 | 80 | c | 612100000 |  | 170027777.7778 |  | 6.7264 |  | 1.8684 | [10 empty] | 38.39% | 306050000 |  | 20 | 6121000000 | 67263736.2637 | [6 empty] | 0.027778 |  | 0.55556
\cite{Vestas2014a} | Vestas | 2014 |  | 2014 | 360.6852 | PA | MCTGOD | Europe | 3300 | 30 | 99000 | Vestas V105-3.3MW |  |  | onshore | 105 | 72.5 | c | 651680000 |  | 181022222.2222 |  | 6.5826 |  | 1.8285 | [10 empty] | 46.97% | 407300000 |  | 20 | 8146000000 | 82282828.2828 | [6 empty] | 0.022222 |  | 0.44444
\cite{Vestas2014b} | Vestas | 2014 |  | 2014 | 360.6852 | PA | MCTGOD | Europe | 3300 | 30 | 99000 | Vestas V117-3.3 MW |  |  | onshore | 117 | 91.5 | c | 661860000 |  | 183850000 |  | 6.6855 |  | 1.8571 | [10 empty] | 42.4% | 367700000 |  | 20 | 7354000000 | 74282828.2828 | [6 empty] | 0.025 |  | 0.5
\cite{Vestas2014c} | Vestas | 2014 |  | 2014 | 360.6852 | PA | MCTGOD | Europe | 3300 | 30 | 99000 | Vestas V126-3.3 MW |  |  | onshore | 126 | 117 | c | 773520000 |  | 214866666.6667 |  | 7.8133 |  | 2.1704 | [10 empty] | 37.16% | 322300000 |  | 20 | 6446000000 | 65111111.1111 | [6 empty] | 0.033333 |  | 0.66667
\cite{Vestas2015a} | Vestas | 2015 |  | 2015 | 427.659 | PA | MCTGOD | Europe | 2000 | 25 | 50000 | Vestas V100-2.0 MW |  |  | onshore | 100 | 80 | c | 378000000 |  | 105000000 |  | 7.56 |  | 2.1 | [10 empty] | 47.95% | 210000000 |  | 20 | 4200000000 | 84000000 | [6 empty] | 0.025 |  | 0.5
\cite{Vestas2015b} | Vestas | 2015 |  | 2015 | 427.659 | PA | MCTGOD | Europe | 3300 | 30 | 99000 | Vestas V112-3.3 MW |  |  | onshore | 112 | 84 | c | 567840000 |  | 157733333.3333 |  | 5.7358 |  | 1.5933 | [10 empty] | 40.92% | 354900000 |  | 20 | 7098000000 | 71696969.697 | [6 empty] | 0.022222 |  | 0.44444
\cite{Wagner2013} | Wagner | 2013 |  | 2013 | 310.3667 | PA | MCOD | Germany | 5000 | 12 | 60000 | Repower 5M and Multibrid M5000 |  |  | offshore |  |  | o | 2300000000 |  | 638888888.8889 |  | 38.3333 |  | 10.6481 | [10 empty] | 46.23% | 243000000 |  | 20 | 4860000000 | 81000000 | [6 empty] | 0.13146 |  | 2.2051
\cite{Yang2013} | Yang | 2013 |  | 2013 | 310.3667 | PA | MCTGOD | China | 1500 | 33 | 49500 |  |  |  | N/A |  |  | c | 272000000 |  | 75555555.5556 |  | 5.4949 |  | 1.5264 | [10 empty] | 25.76% | 111700000 |  | 20 | 2234000000 | 45131313.1313 | [6 empty] | 0.033821 |  | 0.67642
\cite{Zimmerman2011} | Zimmerman | 2011 |  | 2011 | 227.6329 | PA | MCTGOD | Europe | 2300 | 1 | 2300 | ENERCON E-82 E2 |  |  | onshore |  | 97 | c | 10368000 |  | 2880000 |  | 4.5078 |  | 1.2522 | [10 empty] | 25.31% | 5099500 |  | 20 | 101990000 | 44343478.2609 | [6 empty] | 0.028238 |  | 0.56476
\cite{Zimmerman2011} | Zimmerman | 2011 |  | 2011 | 227.6329 | PA | MCTGOD | Europe | 2300 | 1 | 2300 | ENERCON E-82 E2 |  |  | onshore |  |  | c | 10368000 |  | 2880000 |  | 4.5078 |  | 1.2522 | [10 empty] | 29.16% | 5875000 |  | 20 | 117500000 | 51086956.5217 | [6 empty] | 0.024511 |  | 0.49021
\cite{Zimmerman2011} | Zimmerman | 2011 |  | 2011 | 227.6329 | PA | MCTGOD | Europe | 2300 | 1 | 2300 | ENERCON E-82 E2 |  |  | onshore |  |  | c | 10368000 |  | 2880000 |  | 4.5078 |  | 1.2522 | [10 empty] | 36.48% | 7350000 |  | 20 | 147000000 | 63913043.4783 | [6 empty] | 0.019592 |  | 0.39184
*M: manufacturing, T: transport, Ba: batteries; C: construction, G: grid connection, O: operation, D: decommision
Note on T23: Michael Dale: Energy inputs [kWh] Produce AirX: 736 Produce tower: 4032 Produce batteries: 28950 Transport AirX: 40 Transport tower: 479 Transport batteries: 4701 Store/supply power: 14138 Invert DC to AC: 3391
Note on T34: Michael Dale: Energy inputs [kJ/kWh] Turbine production: 461.7 Transport & installation: 103.9 O&M: 198.4 Decommission: -339.7
Note on T35: Michael Dale: Energy inputs [kJ/kWh] Turbine production:155.6 Transport & installation: 138 O&M: 52.3 Decommission: -124
Note on T36: Michael Dale: Energy inputs [kJ/kWh] Turbine production:142.3 Transport & installation: 113.1 O&M: 9.7 Decommission: -131
Note on T90: Michael Dale: Assumes recycling credit of 12251 MJ
Note on T91: Michael Dale: Assumes recycling credit of 12251 MJ
Note on T102: Michael Dale: Includes a 2.38E8 MJ recycling credit

## Data - Mendecka (2019)
Ref | Author | Publication year | Installation year | Capacity reference year | Installed capacity wind [MW] | Analysis type | Scope as stated | Location | Turbine power rating [kW] | Number turbines | Total capacity [kW] | Turbine information | On/offshore | Rotor diameter [m] | Hub height [m] | Foundation/platform | Operational/ conceptual | Gross energy requirement [MJ(p)] | Error gross energy requirement [MJ(p)] | Gross energy requirement [kWh(p)] | Error gross energy requirement [kWh(p)] | CED [MJ(p)/Wp] | Error CED [MJ(p)/Wp] | CED [kWh(p)/Wp] | Error CED [kWh(p)/Wp] | Electricity conversion factor [%] | Gross energy requirement [kWh(e)] | Error gross energy requirement [kWh(e)] | CED [kWh(e)/Wp] | Error CED [kWh(e)/Wp] | Total CO2 emissions [kg CO2-eq] | Error total CO2 emissions [kg CO2-eq] | CO2 emissions [kg CO2-eq/Wp] | Error CO2 emissions [kg CO2-eq/Wp] | Capacity factor [%] | Annual electricity output [kWh(e)/yr] | Error annual electricity output [kWh(e)/yr] | Lifetime [yr] | Total electricity output [kWh(e)] | Specific electricity output [kWh(e)/MWp] | EROI, no quality adjustment | Error EROI | EROI (primary) | Error EROI (primary) | Energy intensity [MJ(p)/kWh(e)] | Error energy intensity [MJ(p)/kWh(e)] | Energy intensity [kWh(in-p)/kWh(out-e)] | Error Energy intensity [kWh(in-p)/kWh(out-e)] | Energy payback time [yrs] | CO2 intensity [gCO2-eq/kWh] | Error CO2 intensity [g-CO2/kWh] | GHG payback time [mths] | Comments
\cite{Chipindula2018} | Chipindula | 2018 |  | 2018 | 580.4044 |  |  |  | 1000 | 1 | 1000 | H | On |  |  |  |  | 0 |  | 0 |  | 0 | [8 empty] | 450702 |  | 0.4507 |  | 35% | 3066000 |  | 20 | 61320000 | 61320000 |  |  |  |  | 0 |  | 0 |  |  | 7.35
\cite{Chipindula2018} | Chipindula | 2018 |  | 2018 | 580.4044 |  |  |  | 2000 | 1 | 2000 | H | On |  |  |  |  | 0 |  | 0 |  | 0 | [8 empty] | 869517.6 |  | 0.43476 |  | 35% | 6132000 |  | 20 | 122640000 | 61320000 |  |  |  |  | 0 |  | 0 |  |  | 7.09
\cite{Chipindula2018} | Chipindula | 2018 |  | 2018 | 580.4044 |  |  |  | 2300 | 1 | 2300 | H | On |  |  |  |  | 0 |  | 0 |  | 0 | [8 empty] | 823650.24 |  | 0.35811 |  | 35% | 7051800 |  | 20 | 141036000 | 61320000 |  |  |  |  | 0 |  | 0 |  |  | 5.84
\cite{Chipindula2018} | Chipindula | 2018 |  | 2018 | 580.4044 |  |  |  | 2000 | 1 | 2000 | H | Off |  |  | shalow |  | 0 |  | 0 |  | 0 | [8 empty] | 1496383.2 |  | 0.74819 |  | 45% | 7884000 |  | 20 | 157680000 | 78840000 |  |  |  |  | 0 |  | 0 |  |  | 9.49
\cite{Chipindula2018} | Chipindula | 2018 |  | 2018 | 580.4044 |  |  |  | 2300 | 1 | 2300 | H | Off |  |  | shalow |  | 0 |  | 0 |  | 0 | [8 empty] | 1176844.68 |  | 0.51167 |  | 45% | 9066600 |  | 20 | 181332000 | 78840000 |  |  |  |  | 0 |  | 0 |  |  | 6.49
\cite{Chipindula2018} | Chipindula | 2018 |  | 2018 | 580.4044 |  |  |  | 2300 | 1 | 2300 | H | Off |  |  | deep |  | 0 |  | 0 |  | 0 | [8 empty] | 1494296.568 |  | 0.64969 |  | 47% | 9469560 |  | 20 | 189391200 | 82344000 |  |  |  |  | 0 |  | 0 |  |  | 7.89
\cite{Chipindula2018} | Chipindula | 2018 |  | 2018 | 580.4044 |  |  |  | 5000 | 1 | 5000 | H | Off |  |  | deep |  | 0 |  | 0 |  | 0 | [8 empty] | 2997321.6 |  | 0.59946 |  | 47% | 20586000 |  | 20 | 411720000 | 82344000 |  |  |  |  | 0 |  | 0 |  |  | 7.28
\cite{Martínez2018} | Martínez | 2018 |  | 2018 | 580.4044 |  |  |  | 2000 | 1 | 2000 | H | On |  |  |  |  | 0 |  | 0 |  | 0 | [8 empty] | 806971.2 |  | 0.40349 |  | 35% | 6132000 |  | 20 | 122640000 | 61320000 |  |  |  |  | 0 |  | 0 |  |  | 6.58
\cite{Mendecka2018} | Mendecka | 2018 |  | 2018 | 580.4044 |  |  |  | 1 | 1 | 1 | V | On |  |  |  |  | 32587.2 |  | 9052 |  | 32.5872 | [8 empty] | 2796.192 |  | 2.7962 |  | 12% | 1051.2 |  | 20 | 21024 | 21024000 |  |  | 2.3226 |  | 1.55 |  | 0.43056 |  |  | 133
\cite{Mendecka2018} | Mendecka | 2018 |  | 2018 | 580.4044 |  |  |  | 3 | 1 | 3 | V | On |  |  |  |  | 103858.56 |  | 28849.6 |  | 34.6195 | [8 empty] | 6450.1632 |  | 2.1501 |  | 13% | 3416.4 |  | 20 | 68328 | 22776000 |  |  | 2.3684 |  | 1.52 |  | 0.42222 |  |  | 94.4
\cite{Mendecka2018} | Mendecka | 2018 |  | 2018 | 580.4044 |  |  |  | 5 | 1 | 5 | H | On |  |  |  |  | 126319.2 |  | 35088.6667 |  | 25.2638 | [8 empty] | 0 |  | 0 |  | 14% | 6132 |  | 20 | 122640 | 24528000 |  |  | 3.4951 |  | 1.03 |  | 0.28611
\cite{Mendecka2018} | Mendecka | 2018 |  | 2018 | 580.4044 |  |  |  | 6 | 1 | 6 | H | On |  |  |  |  | 97130.88 |  | 26980.8 |  | 16.1885 | [8 empty] | 7839.8496 |  | 1.3066 |  | 11% | 5781.6 |  | 20 | 115632 | 19272000 |  |  | 4.2857 |  | 0.84 |  | 0.23333 |  |  | 67.8
\cite{Mendecka2018} | Mendecka | 2018 |  | 2018 | 580.4044 |  |  |  | 20 | 1 | 20 | H | On |  |  |  |  | 291883.2 |  | 81078.6667 |  | 14.5942 | [8 empty] | 25673.808 |  | 1.2837 |  | 17% | 29784 |  | 20 | 595680 | 29784000 |  |  | 7.3469 |  | 0.49 |  | 0.13611 |  |  | 43.1
\cite{Mendecka2018} | Mendecka | 2018 |  | 2018 | 580.4044 |  |  |  | 30 | 1 | 30 | H | On |  |  |  |  | 375278.4 |  | 104244 |  | 12.5093 | [8 empty] | 29218.104 |  | 0.97394 |  | 17% | 44676 |  | 20 | 893520 | 29784000 |  |  | 8.5714 |  | 0.42 |  | 0.11667 |  |  | 32.7
\cite{Mendecka2018} | Mendecka | 2018 |  | 2018 | 580.4044 |  |  |  | 100 | 1 | 100 | H | On |  |  |  |  | 1296480 |  | 360133.3333 |  | 12.9648 | [8 empty] | 104068.8 |  | 1.0407 |  | 20% | 175200 |  | 20 | 3504000 | 35040000 |  |  | 9.7297 |  | 0.37 |  | 0.10278 |  |  | 29.7
\cite{Mendecka2018} | Mendecka | 2018 |  | 2018 | 580.4044 |  |  |  | 500 | 1 | 500 | H | On |  |  |  |  | 2733120 |  | 759200 |  | 5.4662 | [8 empty] | 210240 |  | 0.42048 |  | 24% | 1051200 |  | 20 | 21024000 | 42048000 |  |  | 27.6923 |  | 0.13 |  | 0.036111 |  |  | 10
\cite{Mendecka2018} | Mendecka | 2018 |  | 2018 | 580.4044 |  |  |  | 600 | 1 | 600 | H | On |  |  |  |  | 5045760 |  | 1401600 |  | 8.4096 | [8 empty] | 355726.08 |  | 0.59288 |  | 24% | 1261440 |  | 20 | 25228800 | 42048000 |  |  | 18 |  | 0.2 |  | 0.055556 |  |  | 14.1
\cite{Mendecka2018} | Mendecka | 2018 |  | 2018 | 580.4044 |  |  |  | 660 | 1 | 660 | H | On |  |  |  |  | 3758040 |  | 1043900 |  | 5.694 | [8 empty] | 269422.56 |  | 0.40822 |  | 25% | 1445400 |  | 20 | 28908000 | 43800000 |  |  | 27.6923 |  | 0.13 |  | 0.036111 |  |  | 9.32
\cite{Mendecka2018} | Mendecka | 2018 |  | 2018 | 580.4044 |  |  |  | 750 | 1 | 750 | H | On |  |  |  |  | 4927500 |  | 1368750 |  | 6.57 | [8 empty] | 338355 |  | 0.45114 |  | 25% | 1642500 |  | 20 | 32850000 | 43800000 |  |  | 24 |  | 0.15 |  | 0.041667 |  |  | 10.3
\cite{Mendecka2018} | Mendecka | 2018 |  | 2018 | 580.4044 |  |  |  | 850 | 1 | 850 | H | On |  |  |  |  | 4467600 |  | 1241000 |  | 5.256 | [8 empty] | 339537.6 |  | 0.39946 |  | 25% | 1861500 |  | 20 | 37230000 | 43800000 |  |  | 30 |  | 0.12 |  | 0.033333 |  |  | 9.12
\cite{Mendecka2018} | Mendecka | 2018 |  | 2018 | 580.4044 |  |  |  | 1250 | 1 | 1250 | H | On |  |  |  |  | 5913000 |  | 1642500 |  | 4.7304 | [8 empty] | 417457.8 |  | 0.33397 |  | 27% | 2956500 |  | 20 | 59130000 | 47304000 |  |  | 36 |  | 0.1 |  | 0.027778 |  |  | 7.06
\cite{Mendecka2018} | Mendecka | 2018 |  | 2018 | 580.4044 |  |  |  | 1800 | 1 | 1800 | H | On |  |  |  |  | 9713088 |  | 2698080 |  | 5.3962 | [8 empty] | 626052.672 |  | 0.34781 |  | 28% | 4415040 |  | 20 | 88300800 | 49056000 |  |  | 32.7273 |  | 0.11 |  | 0.030556 |  |  | 7.09
\cite{Mendecka2018} | Mendecka | 2018 |  | 2018 | 580.4044 |  |  |  | 2000 | 1 | 2000 | H | On |  |  |  |  | 10792320 |  | 2997866.6667 |  | 5.3962 | [8 empty] | 752519.04 |  | 0.37626 |  | 28% | 4905600 |  | 20 | 98112000 | 49056000 |  |  | 32.7273 |  | 0.11 |  | 0.030556 |  |  | 7.67
\cite{Mendecka2018} | Mendecka | 2018 |  | 2018 | 580.4044 |  |  |  | 2000 | 1 | 2000 | H | On |  |  |  |  | 16679040 |  | 4633066.6667 |  | 8.3395 | [8 empty] | 1147910.4 |  | 0.57396 |  | 28% | 4905600 |  | 20 | 98112000 | 49056000 |  |  | 21.1765 |  | 0.17 |  | 0.047222 |  |  | 11.7
\cite{Mendecka2018} | Mendecka | 2018 |  | 2018 | 580.4044 |  |  |  | 2000 | 1 | 2000 | H | On |  |  |  |  | 11773440 |  | 3270400 |  | 5.8867 | [8 empty] | 816291.84 |  | 0.40815 |  | 28% | 4905600 |  | 20 | 98112000 | 49056000 |  |  | 30 |  | 0.12 |  | 0.033333 |  |  | 8.32
\cite{Mendecka2018} | Mendecka | 2018 |  | 2018 | 580.4044 |  |  |  | 2000 | 1 | 2000 | H | On |  |  |  |  | 10792320 |  | 2997866.6667 |  | 5.3962 | [8 empty] | 742707.84 |  | 0.37135 |  | 28% | 4905600 |  | 20 | 98112000 | 49056000 |  |  | 32.7273 |  | 0.11 |  | 0.030556 |  |  | 7.57
\cite{Mendecka2018} | Mendecka | 2018 |  | 2018 | 580.4044 |  |  |  | 2000 | 1 | 2000 | H | On |  |  |  |  | 10792320 |  | 2997866.6667 |  | 5.3962 | [8 empty] | 739764.48 |  | 0.36988 |  | 28% | 4905600 |  | 20 | 98112000 | 49056000 |  |  | 32.7273 |  | 0.11 |  | 0.030556 |  |  | 7.54
\cite{Mendecka2018} | Mendecka | 2018 |  | 2018 | 580.4044 |  |  |  | 3000 | 1 | 3000 | H | On |  |  |  |  | 12193920 |  | 3387200 |  | 4.0646 | [8 empty] | 917592.48 |  | 0.30586 |  | 29% | 7621200 |  | 20 | 152424000 | 50808000 |  |  | 45 |  | 0.08 |  | 0.022222 |  |  | 6.02
\cite{Ozoemena2018} | Ozoemena | 2018 |  | 2018 | 580.4044 |  |  |  | 1500 | 1 | 1500 | H | On | 70 |  |  |  | 0 |  | 0 |  | 0 | [8 empty] | 806270.4 |  | 0.53751 |  | 26% | 3416400 |  | 20 | 68328000 | 45552000 |  |  |  |  | 0 |  | 0 |  |  | 11.8
\cite{Stanek2018} | Stanek | 2018 |  | 2018 | 580.4044 |  |  |  | 2000 | 1 | 2000 | H | On |  |  |  |  | 0 |  | 0 |  | 0 | [8 empty] | 0 |  | 0 |  | 35% | 6132000 |  | 20 | 122640000 | 61320000 |  |  |  |  | 0 |  | 0
\cite{Stanek2018} | Stanek | 2018 |  | 2018 | 580.4044 |  |  |  | 2000 | 1 | 2000 | H | On |  |  |  |  | 0 |  | 0 |  | 0 | [8 empty] | 0 |  | 0 |  | 35% | 6132000 |  | 20 | 122640000 | 61320000 |  |  |  |  | 0 |  | 0
\cite{Yang2018} | Yang | 2018 |  | 2018 | 580.4044 |  |  |  | 3600 | 1 | 3600 | H | Off | 116 |  |  |  | 0 |  | 0 |  | 0 | [8 empty] | 5620345.92 |  | 1.5612 |  | 28% | 8830080 |  | 25 | 220752000 | 61320000 |  |  |  |  | 0 |  | 0 |  |  | 25.46
\cite{Vestas.2018} | Vestas. | 2018 |  | 2018 | 580.4044 |  |  |  | 2000 | 1 | 2000 | H | On | 116 |  |  |  | 15697920 |  | 4360533.3333 |  | 7.849 | [8 empty] | 1000742.4 |  | 0.50037 |  | 56% | 9811200 |  | 20 | 196224000 | 98112000 |  |  | 45 |  | 0.08 |  | 0.022222 |  |  | 5.1
\cite{Gamesa.2018} | Gamesa. | 2018 |  | 2018 | 580.4044 |  |  |  | 5000 | 1 | 5000 | H | On | 132 |  |  |  | 0 |  | 0 |  | 0 | [8 empty] | 3231914.4 |  | 0.64638 |  | 43% | 18834000 |  | 20 | 376680000 | 75336000 |  |  |  |  | 0 |  | 0 |  |  | 8.58
\cite{Gamesa.2018} | Gamesa. | 2018 |  | 2018 | 580.4044 |  |  |  | 5000 | 1 | 5000 | H | On | 128 |  |  |  | 0 |  | 0 |  | 0 | [8 empty] | 3381360 |  | 0.67627 |  | 40% | 17520000 |  | 20 | 350400000 | 70080000 |  |  |  |  | 0 |  | 0 |  |  | 9.65
\cite{Siemens.2018} | Siemens. | 2018 |  | 2018 | 580.4044 |  |  |  | 3200 | 1 | 3200 | H | On | 113 |  |  |  | 0 |  | 0 |  | 0 | [8 empty] | 1031577.6 |  | 0.32237 |  | 46% | 12894720 |  | 20 | 257894400 | 80592000 |  |  |  |  | 0 |  | 0 |  |  | 4
\cite{Siemens.2018} | Siemens. | 2018 |  | 2018 | 580.4044 |  |  |  | 6000 | 1 | 6000 | H | Off | 154 |  |  |  | 0 |  | 0 |  | 0 | [8 empty] | 4599000 |  | 0.7665 |  | 50% | 26280000 |  | 25 | 657000000 | 109500000 |  |  |  |  | 0 |  | 0 |  |  | 7
\cite{Siemens.2018} | Siemens. | 2018 |  | 2018 | 580.4044 |  |  |  | 7000 | 1 | 7000 | H | Off | 154 |  |  |  | 0 |  | 0 |  | 0 | [8 empty] | 4323060 |  | 0.61758 |  | 47% | 28820400 |  | 25 | 720510000 | 102930000 |  |  |  |  | 0 |  | 0 |  |  | 6
\cite{Huang2017} | Huang | 2017 |  | 2017 | 530.7872 |  |  |  | 2000 | 1 | 2000 | H | Off |  |  |  |  | 0 |  | 0 |  | 0 | [8 empty] | 0 |  | 0 |  | 34% | 5956800 |  | 20 | 119136000 | 59568000 |  |  |  |  | 0 |  | 0
\cite{Lombardi2017} | Lombardi | 2017 |  | 2017 | 530.7872 |  |  |  | 1 | 1 | 1 | V | On | 2 |  |  |  | 0 |  | 0 |  | 0 | [8 empty] | 3547.8 |  | 3.5478 |  | 9% | 788.4 |  | 20 | 15768 | 15768000 |  |  |  |  | 0 |  | 0 |  |  | 225
\cite{Lombardi2017} | Lombardi | 2017 |  | 2017 | 530.7872 |  |  |  | 3 | 1 | 3 | V | On | 3.2 |  |  |  | 0 |  | 0 |  | 0 | [8 empty] | 8372.808 |  | 2.7909 |  | 9% | 2365.2 |  | 20 | 47304 | 15768000 |  |  |  |  | 0 |  | 0 |  |  | 177
\cite{Siddiqui2017} | Siddiqui | 2017 |  | 2017 | 530.7872 |  |  |  | 1890 | 1 | 1890 | H | On |  |  |  |  | 0 |  | 0 |  | 0 | [8 empty] | 1396532.34 |  | 0.73891 |  | 35% | 5794740 |  | 20 | 115894800 | 61320000 |  |  |  |  | 0 |  | 0 |  |  | 12.05
\cite{Wang2017} | Wang | 2017 |  | 2017 | 530.7872 |  |  |  | 0.6 | 1 | 0.6 | H | On |  |  |  |  | 147.168 |  | 40.88 |  | 0.24528 | [8 empty] | 0 |  | 0 |  | 2% | 105.12 |  | 20 | 2102.4 | 3504000 |  |  | 51.4286 |  | 0.07 |  | 0.019444
\cite{Vestas.2017} | Vestas. | 2017 |  | 2017 | 530.7872 |  |  |  | 3450 | 1 | 3450 | H | On | 112 |  |  |  | 31430880 |  | 8730800 |  | 9.1104 | [8 empty] | 1665836.64 |  | 0.48285 |  | 52% | 15715440 |  | 20 | 314308800 | 91104000 |  |  | 36 |  | 0.1 |  | 0.027778 |  |  | 5.3
\cite{Vestas.2017} | Vestas. | 2017 |  | 2017 | 530.7872 |  |  |  | 2000 | 1 | 2000 | H | On | 120 |  |  |  | 12264000 |  | 3406666.6667 |  | 6.132 | [8 empty] | 1173840 |  | 0.58692 |  | 50% | 8760000 |  | 20 | 175200000 | 87600000 |  |  | 51.4286 |  | 0.07 |  | 0.019444 |  |  | 6.7
\cite{Vestas.2017} | Vestas. | 2017 |  | 2017 | 530.7872 |  |  |  | 3450 | 1 | 3450 | H | On | 105 |  |  |  | 21155400 |  | 5876500 |  | 6.132 | [8 empty] | 1450656 |  | 0.42048 |  | 50% | 15111000 |  | 20 | 302220000 | 87600000 |  |  | 51.4286 |  | 0.07 |  | 0.019444 |  |  | 4.8
\cite{Vestas.2017} | Vestas. | 2017 |  | 2017 | 530.7872 |  |  |  | 3450 | 1 | 3450 | H | On | 117 |  |  |  | 29375784 |  | 8159940 |  | 8.5147 | [8 empty] | 1664627.76 |  | 0.4825 |  | 54% | 16319880 |  | 20 | 326397600 | 94608000 |  |  | 40 |  | 0.09 |  | 0.025 |  |  | 5.1
\cite{Vestas.2017} | Vestas. | 2017 |  | 2017 | 530.7872 |  |  |  | 3450 | 1 | 3450 | H | On | 126 |  |  |  | 29013120 |  | 8059200 |  | 8.4096 | [8 empty] | 1856839.68 |  | 0.53821 |  | 48% | 14506560 |  | 20 | 290131200 | 84096000 |  |  | 36 |  | 0.1 |  | 0.027778 |  |  | 6.4
\cite{Vestas.2017} | Vestas. | 2017 |  | 2017 | 530.7872 |  |  |  | 3450 | 1 | 3450 | H | On | 136 |  |  |  | 0 |  | 0 |  | 0 | [8 empty] | 2021247.36 |  | 0.58587 |  | 44% | 13297680 |  | 20 | 265953600 | 77088000 |  |  |  |  | 0 |  | 0 |  |  | 7.6
\cite{Gamesa.2017} | Gamesa. | 2017 |  | 2017 | 530.7872 |  |  |  | 2000 | 1 | 2000 | H | On | 114 |  |  |  | 0 |  | 0 |  | 0 | [8 empty] | 854800.8 |  | 0.4274 |  | 35% | 6132000 |  | 20 | 122640000 | 61320000 |  |  |  |  | 0 |  | 0 |  |  | 6.97
\cite{Gamesa.2017} | Gamesa. | 2017 |  | 2017 | 530.7872 |  |  |  | 2000 | 1 | 2000 | H | On | 114 |  |  |  | 0 |  | 0 |  | 0 | [8 empty] | 944328 |  | 0.47216 |  | 35% | 6132000 |  | 20 | 122640000 | 61320000 |  |  |  |  | 0 |  | 0 |  |  | 7.7
\cite{Gamesa.2017} | Gamesa. | 2017 |  | 2017 | 530.7872 |  |  |  | 2500 | 1 | 2500 | H | On | 114 |  |  |  | 0 |  | 0 |  | 0 | [8 empty] | 1987118.4 |  | 0.79485 |  | 53% | 11607000 |  | 20 | 232140000 | 92856000 |  |  |  |  | 0 |  | 0 |  |  | 8.56
\cite{Gamesa.2017} | Gamesa. | 2017 |  | 2017 | 530.7872 |  |  |  | 3465 | 1 | 3465 | H | On | 132 |  |  |  | 0 |  | 0 |  | 0 | [8 empty] | 2667456.792 |  | 0.76983 |  | 52% | 15783768 |  | 20 | 315675360 | 91104000 |  |  |  |  | 0 |  | 0 |  |  | 8.45
\cite{Gamesa.2017} | Gamesa. | 2017 |  | 2017 | 530.7872 |  |  |  | 2625 | 1 | 2625 | H | On | 126 |  |  |  | 0 |  | 0 |  | 0 | [8 empty] | 1949240.16 |  | 0.74257 |  | 48% | 11037600 |  | 20 | 220752000 | 84096000 |  |  |  |  | 0 |  | 0 |  |  | 8.83
\cite{Bonou2016} | Bonou | 2016 |  | 2016 | 480.7344 |  |  |  | 2300 | 1 | 2300 | H | On | 108 |  |  |  | 0 |  | 0 |  | 0 | [8 empty] | 1307605.2 |  | 0.56852 |  | 55% | 11081400 |  | 20 | 221628000 | 96360000 |  |  |  |  | 0 |  | 0 |  |  | 5.9
\cite{Bonou2016} | Bonou | 2016 |  | 2016 | 480.7344 |  |  |  | 3200 | 1 | 3200 | H | On | 113 |  |  |  | 0 |  | 0 |  | 0 | [8 empty] | 1429632 |  | 0.44676 |  | 51% | 14296320 |  | 20 | 285926400 | 89352000 |  |  |  |  | 0 |  | 0 |  |  | 5
\cite{Bonou2016} | Bonou | 2016 |  | 2016 | 480.7344 |  |  |  | 4000 | 1 | 4000 | H | Off | 130 |  |  |  | 0 |  | 0 |  | 0 | [8 empty] | 4506844.8 |  | 1.1267 |  | 59% | 20673600 |  | 20 | 413472000 | 103368000 |  |  |  |  | 0 |  | 0 |  |  | 10.9
\cite{Bonou2016} | Bonou | 2016 |  | 2016 | 480.7344 |  |  |  | 6000 | 1 | 6000 | H | Off | 154 |  |  |  | 0 |  | 0 |  | 0 | [8 empty] | 4837622.4 |  | 0.80627 |  | 59% | 31010400 |  | 20 | 620208000 | 103368000 |  |  |  |  | 0 |  | 0 |  |  | 7.8
\cite{Wernet,2016} | Wernet, | 2016 |  | 2016 | 480.7344 |  |  |  | 600 | 1 | 600 | H | On |  |  |  |  | 0 |  | 0 |  | 0 | [8 empty] | 0 |  | 0 |  | 14% | 735840 |  | 20 | 14716800 | 24528000 |  |  |  |  | 0 |  | 0
\cite{Wernet,2016} | Wernet, | 2016 |  | 2016 | 480.7344 |  |  |  | 750 | 1 | 750 | H | On |  |  |  |  | 0 |  | 0 |  | 0 | [8 empty] | 606910.32 |  | 0.80921 |  | 18% | 1182600 |  | 20 | 23652000 | 31536000 |  |  |  |  | 0 |  | 0 |  |  | 25.66
\cite{Wernet,2016} | Wernet, | 2016 |  | 2016 | 480.7344 |  |  |  | 2000 | 1 | 2000 | H | Off |  |  |  |  | 0 |  | 0 |  | 0 | [8 empty] | 954489.6 |  | 0.47724 |  | 30% | 5256000 |  | 20 | 105120000 | 52560000 |  |  |  |  | 0 |  | 0 |  |  | 9.08
\cite{Wernet,2016} | Wernet, | 2016 |  | 2016 | 480.7344 |  |  |  | 2000 | 1 | 2000 | H | Off |  |  |  |  | 0 |  | 0 |  | 0 | [8 empty] | 816782.4 |  | 0.40839 |  | 30% | 5256000 |  | 20 | 105120000 | 52560000 |  |  |  |  | 0 |  | 0 |  |  | 7.77
\cite{Wernet,2016} | Wernet, | 2016 |  | 2016 | 480.7344 |  |  |  | 2000 | 1 | 2000 | H | On |  |  |  |  | 0 |  | 0 |  | 0 | [8 empty] | 1341331.2 |  | 0.67067 |  | 30% | 5256000 |  | 20 | 105120000 | 52560000 |  |  |  |  | 0 |  | 0 |  |  | 12.76
\cite{Wernet,2016} | Wernet, | 2016 |  | 2016 | 480.7344 |  |  |  | 2300 | 1 | 2300 | H | On |  |  |  |  | 0 |  | 0 |  | 0 | [8 empty] | 1278995.04 |  | 0.55608 |  | 30% | 6044400 |  | 20 | 120888000 | 52560000 |  |  |  |  | 0 |  | 0 |  |  | 10.58
\cite{Wernet,2016} | Wernet, | 2016 |  | 2016 | 480.7344 |  |  |  | 4500 | 1 | 4500 | H | On |  |  |  |  | 0 |  | 0 |  | 0 | [8 empty] | 2556781.2 |  | 0.56817 |  | 30% | 11826000 |  | 20 | 236520000 | 52560000 |  |  |  |  | 0 |  | 0 |  |  | 10.81
\cite{Wernet,2016} | Wernet, | 2016 |  | 2016 | 480.7344 |  |  |  | 2000 | 1 | 2000 | H | Off |  |  |  |  | 0 |  | 0 |  | 0 | [8 empty] | 1429632 |  | 0.71482 |  | 30% | 5256000 |  | 20 | 105120000 | 52560000 |  |  |  |  | 0 |  | 0 |  |  | 13.6
\cite{Al-Behadili2015} | Al-Behadili | 2015 |  | 2015 | 427.659 |  |  |  | 1650 | 1 | 1650 | H | On | 82 |  |  |  | 0 |  | 0 |  | 0 | [8 empty] | 0 |  | 0 |  | 35% | 5058900 |  |  | 0 | 0 |  |  | 40 |  | 0.09 |  | 0.025 |  |  | 10.42
\cite{Martínez2015} | Martínez | 2015 |  | 2015 | 427.659 |  |  |  | 2000 | 1 | 2000 | H | On | 80 |  |  |  | 8059200 |  | 2238666.6667 |  | 4.0296 | [8 empty] | 150707.04 |  | 0.075354 |  | 23% | 4029600 |  | 20 | 80592000 | 40296000 |  |  | 36 |  | 0.1 |  | 0.027778 |  |  | 1.87
\cite{Vestas.2015} | Vestas. | 2015 |  | 2015 | 427.659 |  |  |  | 2000 | 1 | 2000 | H | On | 100 |  |  |  | 13175040 |  | 3659733.3333 |  | 6.5875 | [8 empty] | 1021065.6 |  | 0.51053 |  | 47% | 8234400 |  | 20 | 164688000 | 82344000 |  |  | 45 |  | 0.08 |  | 0.022222 |  |  | 6.2
\cite{Razdan2015} | Razdan | 2015 |  | 2015 | 427.659 |  |  |  | 2000 | 1 | 2000 | H | On | 110 |  |  |  | 0 |  | 0 |  | 0 | [8 empty] | 1084838.4 |  | 0.54242 |  | 43% | 7533600 |  | 20 | 150672000 | 75336000 |  |  |  |  | 0 |  | 0 |  |  | 7.2
\cite{Vestas.2015} | Vestas. | 2015 |  | 2015 | 427.659 |  |  |  | 3300 | 1 | 3300 | H | On | 112 |  |  |  | 0 |  | 0 |  | 0 | [8 empty] | 1676664 |  | 0.50808 |  | 50% | 14454000 |  | 20 | 289080000 | 87600000 |  |  |  |  | 0 |  | 0 |  |  | 5.8
\cite{Haapala2014} | Haapala | 2014 |  | 2014 | 360.6852 |  |  |  | 2000 | 1 | 2000 | H | On |  |  |  |  | 12614400 |  | 3504000 |  | 6.3072 | [8 empty] | 2929344 |  | 1.4647 |  | 40% | 7008000 |  | 20 | 140160000 | 70080000 |  |  | 40 |  | 0.09 |  | 0.025 |  |  | 20.9
\cite{Haapala2014} | Haapala | 2014 |  | 2014 | 360.6852 |  |  |  | 2000 | 1 | 2000 | H | On |  |  |  |  | 18220800 |  | 5061333.3333 |  | 9.1104 | [8 empty] | 4401024 |  | 2.2005 |  | 40% | 7008000 |  | 20 | 140160000 | 70080000 |  |  | 27.6923 |  | 0.13 |  | 0.036111 |  |  | 31.4
\cite{Raadal2014} | Raadal | 2014 |  | 2014 | 360.6852 |  |  |  | 5000 | 1 | 5000 | H | Off | 126 |  | floating. SWAY (turbine 4.7 for all) |  | 44325600 |  | 12312666.6667 |  | 8.8651 | [8 empty] | 10194888 |  | 2.039 |  | 46% | 20148000 |  | 20 | 402960000 | 80592000 |  |  | 32.7273 |  | 0.11 |  | 0.030556 |  |  | 25.3
\cite{Raadal2014} | Raadal | 2014 |  | 2014 | 360.6852 |  |  |  | 5000 | 1 | 5000 | H | Off | 126 |  | floating. UMaine Semi-S |  | 32236800 |  | 8954666.6667 |  | 6.4474 | [8 empty] | 7736832 |  | 1.5474 |  | 46% | 20148000 |  | 20 | 402960000 | 80592000 |  |  | 45 |  | 0.08 |  | 0.022222 |  |  | 19.2
\cite{Raadal2014} | Raadal | 2014 |  | 2014 | 360.6852 |  |  |  | 5000 | 1 | 5000 | H | Off | 126 |  | floating. UMaine Spar |  | 32236800 |  | 8954666.6667 |  | 6.4474 | [8 empty] | 7253280 |  | 1.4507 |  | 46% | 20148000 |  | 20 | 402960000 | 80592000 |  |  | 45 |  | 0.08 |  | 0.022222 |  |  | 18
\cite{Raadal2014} | Raadal | 2014 |  | 2014 | 360.6852 |  |  |  | 5000 | 1 | 5000 | H | Off | 126 |  | floating. UMaine TLP |  | 32236800 |  | 8954666.6667 |  | 6.4474 | [8 empty] | 7615944 |  | 1.5232 |  | 46% | 20148000 |  | 20 | 402960000 | 80592000 |  |  | 45 |  | 0.08 |  | 0.022222 |  |  | 18.9
\cite{Raadal2014} | Raadal | 2014 |  | 2014 | 360.6852 |  |  |  | 5000 | 1 | 5000 | H | Off | 126 |  | floating. MIT TLB |  | 0 |  | 0 |  | 0 | [8 empty] | 6850320 |  | 1.3701 |  | 46% | 20148000 |  | 20 | 402960000 | 80592000 | [6 empty] | 0 |  |  | 17
\cite{Raadal2014} | Raadal | 2014 |  | 2014 | 360.6852 |  |  |  | 5000 | 1 | 5000 | H | Off | 126 |  | bottom fixed.OC4 Jacke |  | 0 |  | 0 |  | 0 | [8 empty] | 5319072 |  | 1.0638 |  | 46% | 20148000 |  | 20 | 402960000 | 80592000 | [6 empty] | 0 |  |  | 13.2
\cite{Reimers2014} | Reimers | 2014 |  | 2014 | 360.6852 |  |  |  | 5000 | 1 | 5000 | H | Off | 126 |  | bottom fixed |  | 0 |  | 0 |  | 0 | [8 empty] | 5722032 |  | 1.1444 |  | 46% | 20148000 |  | 20 | 402960000 | 80592000 | [6 empty] | 0 |  |  | 14.2
\cite{Reimers2014} | Reimers | 2014 |  | 2014 | 360.6852 |  |  |  | 3000 | 1 | 3000 | H | On | 90 |  |  |  | 0 |  | 0 |  | 0 | [8 empty] | 34058880 |  | 11.353 |  | 24% | 6307200 |  | 20 | 126144000 | 42048000 | [6 empty] | 0 |  |  | 270
\cite{Reimers2014} | Reimers | 2014 |  | 2014 | 360.6852 |  |  |  | 2500 | 1 | 2500 | H | On | 110 |  |  |  | 0 |  | 0 |  | 0 | [8 empty] | 8672400 |  | 3.469 |  | 22% | 4818000 |  | 20 | 96360000 | 38544000 | [6 empty] | 0 |  |  | 90
\cite{Uddin2014} | Uddin | 2014 |  | 2014 | 360.6852 |  |  |  | 0.3 | 1 | 0.3 | V | On |  |  |  |  | 883.008 |  | 245.28 |  | 2.9434 | [8 empty] | 0 |  | 0 |  | 21% | 551.88 |  | 20 | 11037.6 | 36792000 |  |  | 45 |  | 0.08 |  | 0.022222 |  |  | 0
\cite{Uddin2014} | Uddin | 2014 |  | 2014 | 360.6852 |  |  |  | 0.5 | 1 | 0.5 | H | On | 1.7 |  |  |  | 3232.44 |  | 897.9 |  | 6.4649 | [8 empty] | 0 |  | 0 |  | 41% | 1795.8 |  | 20 | 35916 | 71832000 |  |  | 40 |  | 0.09 |  | 0.025 |  |  | 0
\cite{Vestas.2014} | Vestas. | 2014 |  | 2014 | 360.6852 |  |  |  | 3300 | 1 | 3300 | H | On | 105 |  |  |  | 32608224 |  | 9057840 |  | 9.8813 | [8 empty] | 0 |  | 0 |  | 47% | 13586760 |  | 20 | 271735200 | 82344000 |  |  | 30 |  | 0.12 |  | 0.033333 |  |  | 0
\cite{Vestas.2014} | Vestas. | 2014 |  | 2014 | 360.6852 |  |  |  | 3300 | 1 | 3300 | H | On | 117 |  |  |  | 0 |  | 0 |  | 0 | [8 empty] | 1554094.08 |  | 0.47094 |  | 42% | 12141360 |  | 20 | 242827200 | 73584000 | [6 empty] | 0 |  |  | 6.4
\cite{Vestas.2014} | Vestas. | 2014 |  | 2014 | 360.6852 |  |  |  | 3300 | 1 | 3300 | H | On | 126 |  |  |  | 0 |  | 0 |  | 0 | [8 empty] | 1754137.44 |  | 0.53156 |  | 37% | 10695960 |  | 20 | 213919200 | 64824000 | [6 empty] | 0 |  |  | 8.2
\cite{Wp2014} | Wp | 2014 |  | 2014 | 360.6852 |  |  |  | 5000 | 1 | 5000 | V | Off | 120 |  |  |  | 0 |  | 0 |  | 0 | [8 empty] | 0 |  | 0 |  | 39% | 17082000 |  | 20 | 341640000 | 68328000 | [6 empty] | 0
\cite{Demir2013} | Demir | 2013 |  | 2013 | 310.3667 |  |  |  | 330 | 1 | 330 | H | On | 33 |  |  |  | 0 |  | 0 |  | 0 | [8 empty] | 442673.9856 |  | 1.3414 |  | 21% | 607068 |  | 20 | 12141360 | 36792000 | [6 empty] | 0 |  |  | 36.46
\cite{Demir2013} | Demir | 2013 |  | 2013 | 310.3667 |  |  |  | 500 | 1 | 500 | H | On | 48 |  |  |  | 0 |  | 0 |  | 0 | [8 empty] | 588855.96 |  | 1.1777 |  | 21% | 919800 |  | 20 | 18396000 | 36792000 | [6 empty] | 0 |  |  | 32.01
\cite{Demir2013} | Demir | 2013 |  | 2013 | 310.3667 |  |  |  | 810 | 1 | 810 | H | On | 53 |  |  |  | 34271748 |  | 9519930 |  | 42.3108 | [8 empty] | 645500.9232 |  | 0.79691 |  | 21% | 1490076 |  | 20 | 29801520 | 36792000 |  |  | 3.1304 |  | 1.15 |  | 0.31944 |  |  | 21.66
\cite{Demir2013} | Demir | 2013 |  | 2013 | 310.3667 |  |  |  | 2050 | 1 | 2050 | H | On | 82 |  |  |  | 0 |  | 0 |  | 0 | [8 empty] | 1194566.16 |  | 0.58272 |  | 20% | 3591600 |  | 20 | 71832000 | 35040000 | [6 empty] | 0 |  |  | 16.63
\cite{Demir2013} | Demir | 2013 |  | 2013 | 310.3667 |  |  |  | 3020 | 1 | 3020 | H | On | 82 |  |  |  | 0 |  | 0 |  | 0 | [8 empty] | 1634984.2704 |  | 0.54139 |  | 13% | 3439176 |  | 20 | 68783520 | 22776000 | [6 empty] | 0 |  |  | 23.77
\cite{Greening2013} | Greening | 2013 |  | 2013 | 310.3667 |  |  |  | 6 | 1 | 6 | H | On |  |  |  |  | 0 |  | 0 |  | 0 | [8 empty] | 7600.176 |  | 1.2667 |  | 15% | 7884 |  | 20 | 157680 | 26280000 | [6 empty] | 0 |  |  | 48.2
\cite{Oebels2013} | Oebels | 2013 |  | 2013 | 310.3667 |  |  |  | 1500 | 1 | 1500 | H | On |  |  |  |  | 0 |  | 0 |  | 0 | [8 empty] | 0 |  | 0 |  | 34% | 4467600 |  | 20 | 89352000 | 59568000 | [6 empty] | 0
\cite{Rashedi2013} | Rashedi | 2013 |  | 2013 | 310.3667 |  |  |  | 5000 | 1 | 5000 | H | On | 126 |  |  |  | 23827200 |  | 6618666.6667 |  | 4.7654 | [8 empty] | 0 |  | 0 |  | 34% | 14892000 |  | 20 | 297840000 | 59568000 |  |  | 45 |  | 0.08 |  | 0.022222
\cite{Rashedi2013} | Rashedi | 2013 |  | 2013 | 310.3667 |  |  |  | 5000 | 1 | 5000 | H | Off | 126 |  |  |  | 44676000 |  | 12410000 |  | 8.9352 | [8 empty] | 0 |  | 0 |  | 51% | 22338000 |  | 20 | 446760000 | 89352000 |  |  | 36 |  | 0.1 |  | 0.027778
\cite{Rashedi2013} | Rashedi | 2013 |  | 2013 | 310.3667 |  |  |  | 1600 | 1 | 1600 | V | On | 45.7 |  |  |  | 0 |  | 0 |  | 0 | [8 empty] | 0 |  | 0 |  | 25% | 3504000 |  | 20 | 70080000 | 43800000 | [6 empty] | 0
\cite{Vestas.2013} | Vestas. | 2013 |  | 2013 | 310.3667 |  |  |  | 3000 | 1 | 3000 | H | On | 90 |  |  |  | 0 |  | 0 |  | 0 | [8 empty] | 1336075.2 |  | 0.44536 |  | 41% | 10774800 |  | 20 | 215496000 | 71832000 | [6 empty] | 0 |  |  | 6.2
\cite{Vestas.2013} | Vestas. | 2013 |  | 2013 | 310.3667 |  |  |  | 2600 | 1 | 2600 | H | On | 100 |  |  |  | 0 |  | 0 |  | 0 | [8 empty] | 1367471.04 |  | 0.52595 |  | 38% | 8654880 |  | 20 | 173097600 | 66576000 | [6 empty] | 0 |  |  | 7.9
\cite{Gamesa.2013} | Gamesa. | 2013 |  | 2013 | 310.3667 |  |  |  | 2000 | 1 | 2000 | H | On | 90 |  |  |  | 67697280 |  | 18804800 |  | 33.8486 | [8 empty] | 1242728.64 |  | 0.62136 |  | 46% | 8059200 |  | 20 | 161184000 | 80592000 |  |  | 8.5714 |  | 0.42 |  | 0.11667 |  |  | 7.71
\cite{Guezuraga2012} | Guezuraga | 2012 |  | 2012 | 270.8468 |  |  |  | 1800 | 1 | 1800 | H | On |  |  |  |  | 23588928 |  | 6552480 |  | 13.105 | [8 empty] | 2691282.24 |  | 1.4952 |  | 34% | 5361120 |  | 20 | 107222400 | 59568000 |  |  | 16.3636 |  | 0.22 |  | 0.061111 |  |  | 25.1
\cite{Guezuraga2012} | Guezuraga | 2012 |  | 2012 | 270.8468 |  |  |  | 2000 | 1 | 2000 | H | On |  |  |  |  | 9565920 |  | 2657200 |  | 4.783 | [8 empty] | 1309795.2 |  | 0.6549 |  | 21% | 3679200 |  | 20 | 73584000 | 36792000 |  |  | 27.6923 |  | 0.13 |  | 0.036111 |  |  | 17.8
\cite{Kabir2012} | Kabir | 2012 |  | 2012 | 270.8468 |  |  |  | 5 | 1 | 5 | H | On |  |  |  |  | 0 |  | 0 |  | 0 | [8 empty] | 10753.995 |  | 2.1508 |  | 23% | 10074 |  | 25 | 251850 | 50370000 | [6 empty] | 0 |  |  | 42.7
\cite{Kabir2012} | Kabir | 2012 |  | 2012 | 270.8468 |  |  |  | 20 | 1 | 20 | H | On |  |  |  |  | 0 |  | 0 |  | 0 | [8 empty] | 24186.36 |  | 1.2093 |  | 22% | 38544 |  | 25 | 963600 | 48180000 | [6 empty] | 0 |  |  | 25.1
\cite{Kabir2012} | Kabir | 2012 |  | 2012 | 270.8468 |  |  |  | 100 | 1 | 100 | H | On |  |  |  |  | 0 |  | 0 |  | 0 | [8 empty] | 93556.8 |  | 0.93557 |  | 24% | 210240 |  | 25 | 5256000 | 52560000 | [6 empty] | 0 |  |  | 17.8
\cite{Wang2012} | Wang | 2012 |  | 2012 | 270.8468 |  |  |  | 1650 | 1 | 1650 | H | On |  |  |  |  | 0 |  | 0 |  | 0 | [8 empty] | 1943773.92 |  | 1.178 |  | 41% | 5926140 |  | 20 | 118522800 | 71832000 | [6 empty] | 0 |  |  | 16.4
\cite{Wang2012} | Wang | 2012 |  | 2012 | 270.8468 |  |  |  | 3000 | 1 | 3000 | H | Off |  |  | floating |  | 0 |  | 0 |  | 0 | [8 empty] | 3888388.8 |  | 1.2961 |  | 54% | 14191200 |  | 20 | 283824000 | 94608000 | [6 empty] | 0 |  |  | 13.7
\cite{Wang2012} | Wang | 2012 |  | 2012 | 270.8468 |  |  |  | 3000 | 1 | 3000 | H | On |  |  |  |  | 77263200 |  | 21462000 |  | 25.7544 | [8 empty] | 5045760 |  | 1.6819 |  | 30% | 7884000 |  | 20 | 157680000 | 52560000 |  |  | 7.3469 |  | 0.49 |  | 0.13611 |  |  | 32
\cite{Arvesen2011} | Arvesen | 2011 |  | 2011 | 227.6329 |  |  |  | 2500 | 1 | 2500 | H | On |  |  |  |  | 14716800 |  | 4088000 |  | 5.8867 | [8 empty] | 1555776 |  | 0.62231 |  | 24% | 5256000 |  | 20 | 105120000 | 42048000 |  |  | 25.7143 |  | 0.14 |  | 0.038889 |  |  | 14.8
\cite{Arvesen2011} | Arvesen | 2011 |  | 2011 | 227.6329 |  |  |  | 2500 | 1 | 2500 | H | Off |  |  | floating |  | 31207500 |  | 8668750 |  | 12.483 | [8 empty] | 2559015 |  | 1.0236 |  | 38% | 8322000 |  | 25 | 208050000 | 83220000 |  |  | 24 |  | 0.15 |  | 0.041667 |  |  | 12.3
\cite{Wagner2011} | Wagner | 2011 |  | 2011 | 227.6329 |  |  |  | 5000 | 1 | 5000 | H | Off |  |  |  |  | #VALUE! |  | #VALUE! |  | #VALUE! | [8 empty] | 12614400 |  | 2.5229 |  | 45% | 19710000 |  | 20 | 394200000 | 78840000 | [6 empty] | #VALUE! |  |  | 32
\cite{Zhong2011} | Zhong | 2011 |  | 2011 | 227.6329 |  |  |  | 600 | 1 | 600 | H | On |  |  |  |  | 2365200 |  | 657000 |  | 3.942 | [8 empty] | 0 |  | 0 |  | 25% | 1314000 |  | 20 | 26280000 | 43800000 |  |  | 40 |  | 0.09 |  | 0.025
\cite{Vestas.2011} | Vestas. | 2011 |  | 2011 | 227.6329 |  |  |  | 2000 | 1 | 2000 | H | On | 80 |  |  |  | 0 |  | 0 |  | 0 | [8 empty] | 936058.56 |  | 0.46803 |  | 38% | 6657600 |  | 20 | 133152000 | 66576000 | [6 empty] | 0 |  |  | 7.03
\cite{Vestas.2011} | Vestas. | 2011 |  | 2011 | 227.6329 |  |  |  | 2000 | 1 | 2000 | H | On | 90 |  |  |  | 1160524800 |  | 322368000 |  | 580.2624 | [8 empty] | 1223596.8 |  | 0.6118 |  | 36% | 6307200 |  | 20 | 126144000 | 63072000 |  |  | 0.3913 |  | 9.2 |  | 2.5556 |  |  | 9.7
\cite{Vestas.2011} | Vestas. | 2011 |  | 2011 | 227.6329 |  |  |  | 1800 | 1 | 1800 | H | On | 100 |  |  |  | 352572480 |  | 97936800 |  | 195.8736 | [8 empty] | 1261124.64 |  | 0.70062 |  | 43% | 6780240 |  | 20 | 135604800 | 75336000 |  |  | 1.3846 |  | 2.6 |  | 0.72222 |  |  | 9.3
\cite{Vestas.2011} | Vestas. | 2011 |  | 2011 | 227.6329 |  |  |  | 3000 | 1 | 3000 | H | On | 112 |  |  |  | 232315200 |  | 64532000 |  | 77.4384 | [8 empty] | 956592 |  | 0.31886 |  | 26% | 6832800 |  | 20 | 136656000 | 45552000 |  |  | 2.1176 |  | 1.7 |  | 0.47222 |  |  | 7
\cite{Parsons2011} | Parsons | 2011 |  | 2011 | 227.6329 |  |  |  | 10000 | 1 | 10000 | V | Off |  |  |  |  | 2501856000 |  | 694960000 |  | 250.1856 | [8 empty] | 0 |  | 0 |  | 34% | 29784000 |  | 20 | 595680000 | 59568000 |  |  | 0.85714 |  | 4.2 |  | 1.1667
\cite{Amor2010} | Amor | 2010 |  | 2010 | 183.5233 |  |  |  | 1 | 1 | 1 | H | On |  |  |  |  | 15943.2 |  | 4428.6667 |  | 15.9432 | [8 empty] | 6867.84 |  | 6.8678 |  | 7% | 613.2 |  | 20 | 12264 | 12264000 |  |  | 2.7692 |  | 1.3 |  | 0.36111 |  |  | 560
\cite{Amor2010} | Amor | 2010 |  | 2010 | 183.5233 |  |  |  | 1 | 1 | 1 | H | On |  |  |  |  | 39630.24 |  | 11008.4 |  | 39.6302 | [8 empty] | 7288.32 |  | 7.2883 |  | 26% | 2277.6 |  | 20 | 45552 | 45552000 |  |  | 4.1379 |  | 0.87 |  | 0.24167 |  |  | 160
\cite{Amor2010} | Amor | 2010 |  | 2010 | 183.5233 |  |  |  | 1 | 1 | 1 | H | On |  |  |  |  | 265778.4 |  | 73827.3333 |  | 265.7784 | [8 empty] | 7183.2 |  | 7.1832 |  | 41% | 3591.6 |  | 20 | 71832 | 71832000 |  |  | 0.97297 |  | 3.7 |  | 1.0278 |  |  | 100
\cite{Amor2010} | Amor | 2010 |  | 2010 | 183.5233 |  |  |  | 10 | 1 | 10 | H | On |  |  |  |  | 85497.6 |  | 23749.3333 |  | 8.5498 | [8 empty] | 39244.8 |  | 3.9245 |  | 8% | 7008 |  | 20 | 140160 | 14016000 |  |  | 5.9016 |  | 0.61 |  | 0.16944 |  |  | 280
\cite{Amor2010} | Amor | 2010 |  | 2010 | 183.5233 |  |  |  | 10 | 1 | 10 | H | On |  |  |  |  | 136656 |  | 37960 |  | 13.6656 | [8 empty] | 39174.72 |  | 3.9175 |  | 26% | 22776 |  | 20 | 455520 | 45552000 |  |  | 12 |  | 0.3 |  | 0.083333 |  |  | 86
\cite{Amor2010} | Amor | 2010 |  | 2010 | 183.5233 |  |  |  | 10 | 1 | 10 | H | On |  |  |  |  | 0 |  | 0 |  | 0 | [8 empty] | 39630.24 |  | 3.963 |  | 39% | 34164 |  | 20 | 683280 | 68328000 | [6 empty] | 0 |  |  | 58
\cite{Amor2010} | Amor | 2010 |  | 2010 | 183.5233 |  |  |  | 30 | 1 | 30 | H | On |  |  |  |  | 0 |  | 0 |  | 0 | [8 empty] | 37843.2 |  | 1.2614 |  | 3% | 7884 |  | 20 | 157680 | 5256000 | [6 empty] | 0 |  |  | 240
\cite{Amor2010} | Amor | 2010 |  | 2010 | 183.5233 |  |  |  | 30 | 1 | 30 | H | On |  |  |  |  | 0 |  | 0 |  | 0 | [8 empty] | 42048 |  | 1.4016 |  | 20% | 52560 |  | 20 | 1051200 | 35040000 | [6 empty] | 0 |  |  | 40
\cite{Amor2010} | Amor | 2010 |  | 2010 | 183.5233 |  |  |  | 30 | 1 | 30 | H | On |  |  |  |  | 0 |  | 0 |  | 0 | [8 empty] | 0 |  | 0 |  | 40% | 105120 |  |  | 0 | 0 | [6 empty] | 0 |  |  | 20
\cite{Crawford2009} | Crawford | 2009 |  | 2009 | 151.3705 |  |  |  | 3000 | 1 | 3000 | H | On | 90 |  |  |  | 0 |  | 0 |  | 0 | [8 empty] | 7978608 |  | 2.6595 |  | 33% | 8672400 |  | 20 | 173448000 | 57816000 | [6 empty] | 0 |  |  | 46
\cite{Crawford2009} | Crawford | 2009 |  | 2009 | 151.3705 |  |  |  | 850 | 1 | 850 | H | On | 52 |  |  |  | 0 |  | 0 |  | 0 | [8 empty] | 415695.288 |  | 0.48905 |  | 34% | 2531640 |  | 20 | 50632800 | 59568000 | [6 empty] | 0 |  |  | 8.21
\cite{Martínez2009} | Martínez | 2009 |  | 2009 | 151.3705 |  |  |  | 2000 | 1 | 2000 | H | On | 80 |  |  |  | 0 |  | 0 |  | 0 | [8 empty] | 0 |  | 0 |  | 23% | 4029600 |  | 20 | 80592000 | 40296000 | [6 empty] | 0
\cite{Martínez2009} | Martínez | 2009 |  | 2009 | 151.3705 |  |  |  | 2000 | 1 | 2000 | H | On |  |  |  |  | 0 |  | 0 |  | 0 | [8 empty] | 0 |  | 0 |  | 23% | 4029600 |  | 20 | 80592000 | 40296000 | [6 empty] | 0
\cite{Tremeac2009} | Tremeac | 2009 |  | 2009 | 151.3705 |  |  |  | 4500 | 1 | 4500 | H | On |  |  |  |  | 0 |  | 0 |  | 0 | [8 empty] | 1028862 |  | 0.22864 |  | 29% | 11431800 |  | 20 | 228636000 | 50808000 | [6 empty] | 0 |  |  | 4.5
\cite{Martínez2009} | Martínez | 2009 |  | 2009 | 151.3705 |  |  |  | 0.25 | 1 | 0.25 | V | On |  |  |  |  | 0 |  | 0 |  | 0 | [8 empty] | 10.512 |  | 0.042048 |  | 5% | 109.5 |  | 20 | 2190 | 8760000 | [6 empty] | 0 |  |  | 4.8
\cite{Weinzettel2009} | Weinzettel | 2009 |  | 2009 | 151.3705 |  |  |  | 5000 | 1 | 5000 | H | Off |  |  | floating |  | 0 |  | 0 |  | 0 | [8 empty] | 2885544 |  | 0.57711 |  | 54% | 23652000 |  | 20 | 473040000 | 94608000 | [6 empty] | 0 |  |  | 6.1
\cite{Ardente2008} | Ardente | 2008 |  | 2008 | 116.9072 |  |  |  | 660 | 1 | 660 | H | On | 50 |  |  |  | 0 |  | 0 |  | 0 | [8 empty] | 177957.648 |  | 0.26963 |  | 19% | 1098504 |  | 20 | 21970080 | 33288000 | [6 empty] | 0 |  |  | 8.1
\cite{Vestas.2006} | Vestas. | 2006 |  | 2006 | 71.9804 |  |  |  | 1650 | 1 | 1650 | H | On | 82 |  |  |  | 0 |  | 0 |  | 0 | [8 empty] | 794825.46 |  | 0.48171 |  | 39% | 5637060 |  | 20 | 112741200 | 68328000 | [6 empty] | 0 |  |  | 7.05
\cite{Lenzen2004} | Lenzen | 2004 |  | 2004 | 46.3965 |  |  |  | 500 | 1 | 500 | H | On |  |  |  |  | 0 |  | 0 |  | 0 | [8 empty] | 1461168 |  | 2.9223 |  | 30% | 1314000 |  | 20 | 26280000 | 52560000 | [6 empty] | 0 |  |  | 55.6
\cite{Lenzen2004} | Lenzen | 2004 |  | 2004 | 46.3965 |  |  |  | 500 | 1 | 500 | H | On |  |  |  |  | 0 |  | 0 |  | 0 | [8 empty] | 877138.8 |  | 1.7543 |  | 31% | 1357800 |  | 20 | 27156000 | 54312000 | [6 empty] | 0 |  |  | 32.3
\cite{Lenzen2004} | Lenzen | 2004 |  | 2004 | 46.3965 |  |  |  | 500 | 1 | 500 | H | Off |  |  |  |  | 2312640 |  | 642400 |  | 4.6253 | [8 empty] | 0 |  | 0 |  | 24% | 1051200 |  | 20 | 21024000 | 42048000 |  |  | 32.7273 |  | 0.11 |  | 0.030556
\cite{Lenzen2004} | Lenzen | 2004 |  | 2004 | 46.3965 |  |  |  | 500 | 1 | 500 | H | Off |  |  |  |  | 0 |  | 0 |  | 0 | [8 empty] | 0 |  | 0 |  | 18% | 788400 |  | 20 | 15768000 | 31536000 | [6 empty] | 0
\cite{Lenzen2004} | Lenzen | 2004 |  | 2004 | 46.3965 |  |  |  | 500 | 1 | 500 | H | Off |  |  |  |  | 0 |  | 0 |  | 0 | [8 empty] | 0 |  | 0 |  | 20% | 876000 |  | 20 | 17520000 | 35040000 | [6 empty] | 0
\cite{Jungbluth2004} | Jungbluth | 2004 |  | 2004 | 46.3965 |  |  |  | 30 | 1 | 30 | H | On |  |  |  |  | 50457.6 |  | 14016 |  | 1.6819 | [8 empty] | 21696.768 |  | 0.72323 |  | 8% | 21024 |  | 20 | 420480 | 14016000 |  |  | 30 |  | 0.12 |  | 0.033333 |  |  | 51.6
\cite{Lenzen2004} | Lenzen | 2004 |  | 2004 | 46.3965 |  |  |  | 150 | 1 | 150 | H | On |  |  |  |  | 473040 |  | 131400 |  | 3.1536 | [8 empty] | 77788.8 |  | 0.51859 |  | 10% | 131400 |  | 20 | 2628000 | 17520000 |  |  | 20 |  | 0.18 |  | 0.05 |  |  | 29.6
\cite{Vestas.2004} | Vestas. | 2004 |  | 2004 | 46.3965 |  |  |  | 2000 | 1 | 2000 | H | On | 80 |  |  |  | 0 |  | 0 |  | 0 | [8 empty] | 1268097.6 |  | 0.63405 |  | 47% | 8234400 |  | 20 | 164688000 | 82344000 | [6 empty] | 0 |  |  | 7.7
\cite{Vestas.2004} | Vestas. | 2004 |  | 2004 | 46.3965 |  |  |  | 2000 | 1 | 2000 | H | On | 80 |  |  |  | 0 |  | 0 |  | 0 | [8 empty] | 765834.24 |  | 0.38292 |  | 32% | 5606400 |  | 20 | 112128000 | 56064000 | [6 empty] | 0 |  |  | 6.83
\cite{Vestas.2004} | Vestas. | 2004 |  | 2004 | 46.3965 |  |  |  | 2000 | 1 | 2000 | H | Off | 80 |  | monopile. cassion. tripod |  | 0 |  | 0 |  | 0 | [8 empty] | 1228222.08 |  | 0.61411 |  | 46% | 8059200 |  | 20 | 161184000 | 80592000 | [6 empty] | 0 |  |  | 7.62
\cite{Schleisner2000} | Schleisner | 2000 |  | 2000 | 16.3471 |  |  |  | 500 | 1 | 500 | H | On |  |  |  |  | 0 |  | 0 |  | 0 | [8 empty] | 212211 |  | 0.42442 |  | 25% | 1095000 |  | 20 | 21900000 | 43800000 | [6 empty] | 0 |  |  | 9.69
\cite{Schleisner2000} | Schleisner | 2000 |  | 2000 | 16.3471 |  |  |  | 500 | 1 | 500 | H | Off | 39 |  |  |  | 0 |  | 0 |  | 0 | [8 empty] | 231684.48 |  | 0.46337 |  | 16% | 700800 |  | 20 | 14016000 | 28032000 | [6 empty] | 0 |  |  | 16.53

## Data - Carbajales-Dale (2022)
Ref | Author | Publication year | Installation year | Capacity reference year | Installed capacity wind [MW] | Analysis type | Scope as stated | Location | Turbine power rating [kW] | Number turbines | Total capacity [kW] | Turbine information | On/offshore | Rotor diameter [m] | Hub height [m] | Operational/ conceptual | Gross energy requirement [MJ(p)] | Error gross energy requirement [MJ(p)] | Gross energy requirement [kWh(p)] | Error gross energy requirement [kWh(p)] | CED [MJ(p)/Wp] | Error CED [MJ(p)/Wp] | CED [kWh(p)/Wp] | Error CED [kWh(p)/Wp] | Electricity conversion factor [%] | Gross energy requirement [kWh(e)] | Error gross energy requirement [kWh(e)] | CED [kWh(e)/Wp] | Error CED [kWh(e)/Wp] | Total CO2 emissions [kg CO2-eq] | Error total CO2 emissions [kg CO2-eq] | CO2 emissions [kg CO2-eq/Wp] | Error CO2 emissions [kg CO2-eq/Wp] | Capacity factor [%] | Annual electricity output [kWh(e)/yr] | Error annual electricity output [kWh(e)/yr] | Lifetime [yr] | Total electricity output [kWh(e)] | Specific electricity output [kWh(e)/MWp] | EROI, no quality adjustment | Error EROI | EROI (primary) | Error EROI (primary) | Energy intensity [MJ(p)/kWh(e)] | Error energy intensity [MJ(p)/kWh(e)] | Energy intensity [kWh(in-p)/kWh(out-e)] | Error Energy intensity [kWh(in-p)/kWh(out-e)] | Energy payback time [yrs] | CO2 intensity [gCO2-eq/kWh] | Error CO2 intensity [g-CO2/kWh] | GHG payback time [mths] | Comments
\cite{Li2020} | Li | 2020 |  | 2020 | 741.3972 | PA-Con. | MTCGOD | China | 1500 | 33 | 49500 | 3-blade | Onshore |  |  | O | 1194695006.4 |  | 331859724 | 0 | 24.1353 |  | 6.7042 |  | 0 | 99557917.2 |  | 0.048451 |  | 65383736 |  | 1.3209 | 0 | 23.69% | 102740000 |  | 20 | 2054800000 | 41511111.1111 |  |  |  |  | 0.58142 |  | 0.1615 |  |  | 31.82 |  |  | 25 km of cables to grid interconnect
\cite{Wang2019} | Wang | 2019 |  | 2019 | 643.4357 | PA | MCO | China | 1500 | 33 | 49500 |  | Onshore | [5 empty] | 0 | 0 | [5 empty] | 0 |  | 0 |  | 58687200 |  | 1.1856 | 0 | 23.66% | 102600000 |  | 20 | 2052000000 | 41454545.4545 |  |  |  |  | 0 |  | 0 |  |  | 28.6 | 3.2
\cite{Raugei2016} | Raugei | 2016 |  | 2016 | 480.7344 | PA |  | UK |  |  | 0 |  | Onshore | [5 empty] | 0 | 0 | 9.08 |  |  |  |  | 0 |  | 0.0159 | [5 empty] | 25.7% | 0 |  | 20 |  | 45000000 |  |  |  |  | #DIV/0! |  | 0.053
\cite{Raugei2016} | Raugei | 2016 |  | 2016 | 480.7344 | PA |  | UK |  |  | 0 |  | Onshore | [5 empty] | 0 | 0 | 9.08 |  |  |  |  | 0 |  | 0.0192 | [5 empty] | 21.5% | 0 |  | 20 |  | 37777777.7778 |  |  |  |  | #DIV/0! |  | 0.064
\cite{Raugei2016} | Raugei | 2016 |  | 2016 | 480.7344 | PA |  | UK |  |  | 0 |  | Onshore | [5 empty] | 0 | 0 | 9.08 |  |  |  |  | 0 |  | 0.0099 | [5 empty] | 27.9% | 0 |  | 30 |  | 73333333.3333 |  |  |  |  | #DIV/0! |  | 0.033
\cite{Raugei2016} | Raugei | 2016 |  | 2016 | 480.7344 | PA |  | UK |  |  | 0 |  | Offshore | [5 empty] | 0 | 0 | 11.3 |  |  |  |  | 0 |  | 0.015 | [5 empty] | 33.6% | 0 |  | 20 |  | 58888888.8889 |  |  |  |  | #DIV/0! |  | 0.05
\cite{Raugei2016} | Raugei | 2016 |  | 2016 | 480.7344 | PA |  | UK |  |  | 0 |  | Offshore | [5 empty] | 0 | 0 | 11.3 |  |  |  |  | 0 |  | 0.0171 | [5 empty] | 29.5% | 0 |  | 20 |  | 51666666.6667 |  |  |  |  | #DIV/0! |  | 0.057
\cite{Raugei2016} | Raugei | 2016 |  | 2016 | 480.7344 | PA |  | UK |  |  | 0 |  | Offshore | [5 empty] | 0 | 0 | 11.3 |  |  |  |  | 0 |  | 0.009 | [5 empty] | 37.5% | 0 |  | 30 |  | 98611111.1111 |  |  |  |  | #DIV/0! |  | 0.03
\cite{Cao2016} | Cao | 2016 |  | 2016 | 480.7344 | PA | MTCOD | China | 2000 | 24 | 48000 |  | Onshore |  |  | O | 246220000 |  | 68394444.4444 | 0 | 5.1296 | 0 | 1.4249 |  |  | 20518333.3333 |  | 0.0062659 |  | 23730540 |  | 0.49439 | 0 | 37.5% | 157680000 |  | 20 | 3274600000 | 68220833.3333 |  |  |  |  | 0.075191 |  | 0.0062659 |  |  | 7.2469
\cite{Ozoemena2016} | Ozoemena | 2016 |  | 2016 | 480.7344 | PA | M |  | 1500 | 1 | 1500 |  |  |  |  | C | 11909000 | 218000 | 3308055.5556 | 60555.5556 | 7.9393 | 0.14533 | 2.2054 |  |  | 992416.6667 |  | 0 |  | 932000 | 22000 | 0.62133 | 0.014667 |  | 0 | [8 empty] | #DIV/0! | [7 empty] | Basline
\cite{Ozoemena2016} | Ozoemena | 2016 |  | 2016 | 480.7344 | PA | M |  | 1500 | 1 | 1500 |  |  |  |  | C | 13735000 | 244000 | 3815277.7778 | 67777.7778 | 9.1567 | 0.16267 | 2.5435 |  |  | 1144583.3333 |  | 0 |  | 1070000 | 24000 | 0.71333 | 0.016 |  | 0 | [8 empty] | #DIV/0! | [7 empty] | TIO 1
\cite{Ozoemena2016} | Ozoemena | 2016 |  | 2016 | 480.7344 | PA | M |  | 1500 | 1 | 1500 |  |  |  |  | C | 31822000 | 1166000 | 8839444.4444 | 323888.8889 | 21.2147 | 0.77733 | 5.893 |  |  | 2651833.3333 |  | 0 |  | 2475000 | 96000 | 1.65 | 0.064 |  | 0 | [8 empty] | #DIV/0! | [7 empty] | TIO 2
\cite{Ozoemena2016} | Ozoemena | 2016 |  | 2016 | 480.7344 | PA | M |  | 1500 | 1 | 1500 |  |  |  |  | C | 10722000 | 211000 | 2978333.3333 | 58611.1111 | 7.148 | 0.14067 | 1.9856 |  |  | 893500 |  | 0 |  | 849000 | 22000 | 0.566 | 0.014667 |  | 0 | [8 empty] | #DIV/0! | [7 empty] | TIO 3
\cite{Ozoemena2016} | Ozoemena | 2016 |  | 2016 | 480.7344 | PA | M |  | 1500 | 1 | 1500 |  |  |  |  | C | 32503000 | 1304000 | 9028611.1111 | 362222.2222 | 21.6687 | 0.86933 | 6.0191 |  |  | 2708583.3333 |  | 0 |  | 2529000 | 108000 | 1.686 | 0.072 |  | 0 | [8 empty] | #DIV/0! | [7 empty] | TIO 4
\cite{Xue2015} | Xue | 2015 |  | 2015 | 427.659 | PA | MTCOD | China | 1250 | 24 | 30000 |  | Onshore |  |  | O |  |  | 0 | 0 | [5 empty] | 0 |  | 0 | [5 empty] | 37.5% | 98550000 |  | 20 | 2208000000 | 73600000 |  |  |  |  | 0 |  | 0 |  |  | 26 | 3 |  | Data taken from Fig. 6
\cite{Kouloumpis2022} | Kouloumpis | 2022 | 2006 | 2006 | 71.9804 | PA | MTCGOD | UK | 3000 | 30 | 90000 | M3 | Offshore |  |  | O |  |  | 0 | 0 | [5 empty] | 0 |  | 0 |  | 50619630 |  | 0.56244 |  | 35.6% | 280670400 |  | 20 | 5613408000 | 62371200 |  |  |  |  | 0 |  | 0 |  |  | 9.0176 |  |  | OWF1
\cite{Kouloumpis2022} | Kouloumpis | 2022 | 2000 | 2000 | 16.3471 | PA | MTCGOD | UK | 2000 | 2 | 4000 | S2 | Offshore |  |  | O |  |  | 0 | 0 | [5 empty] | 0 |  | 0 |  | 1569770 |  | 0.39244 |  | 11.4% | 3994560 |  | 20 | 79891200 | 19972800 |  |  |  |  | 0 |  | 0 |  |  | 19.6488 |  |  | OWF2
\cite{Kouloumpis2022} | Kouloumpis | 2022 | 2007 | 2007 | 91.0701 | PA | MTCGOD | UK | 3600 | 25 | 90000 | M3.6 | Offshore |  |  | O |  |  | 0 | 0 | [5 empty] | 0 |  | 0 |  | 43438940 |  | 0.48265 |  | 35% | 275940000 |  | 20 | 5518800000 | 61320000 |  |  |  |  | 0 |  | 0 |  |  | 7.8711 |  |  | OWF3
\cite{Kouloumpis2022} | Kouloumpis | 2022 | 2012 | 2012 | 270.8468 | PA | MTCGOD | UK | 3600 | 140 | 504000 | M3.6 | Offshore |  |  | O |  |  | 0 | 0 | [5 empty] | 0 |  | 0 |  | 401097660 |  | 0.79583 |  | 36.4% | 1607074560 |  | 20 | 32141491200 | 63772800 |  |  |  |  | 0 |  | 0 |  |  | 12.4791 |  |  | OWF4
\cite{Kouloumpis2022} | Kouloumpis | 2022 | 2010 | 2010 | 183.5233 | PA | MTCGOD | UK | 3600 | 48 | 172800 | M3.6 | Offshore |  |  | O |  |  | 0 | 0 | [5 empty] | 0 |  | 0 |  | 93168390 |  | 0.53917 |  | 35.5% | 537373440 |  | 20 | 10747468800 | 62196000 |  |  |  |  | 0 |  | 0 |  |  | 8.6689 |  |  | OWF5
\cite{Kouloumpis2022} | Kouloumpis | 2022 | 2005 | 2005 | 57.6165 | PA | MTCGOD | UK | 3000 | 30 | 90000 | M3 | Offshore |  |  | O |  |  | 0 | 0 | [5 empty] | 0 |  | 0 |  | 31876670 |  | 0.35419 |  | 31.5% | 248346000 |  | 20 | 4966920000 | 55188000 |  |  |  |  | 0 |  | 0 |  |  | 6.4178 |  |  | OWF6
\cite{Kouloumpis2022} | Kouloumpis | 2022 | 2013 | 2013 | 310.3667 | PA | MTCGOD | UK | 3600 | 75 | 270000 | L3.6 | Offshore |  |  | O |  |  | 0 | 0 | [5 empty] | 0 |  | 0 |  | 167354970 |  | 0.61983 |  | 34.2% | 808898400 |  | 20 | 16177968000 | 59918400 |  |  |  |  | 0 |  | 0 |  |  | 10.3446 |  |  | OWF7
\cite{Kouloumpis2022} | Kouloumpis | 2022 | 2013 | 2013 | 310.3667 | PA | MTCGOD | UK | 3600 | 175 | 630000 | L3.6 | Offshore |  |  | O |  |  | 0 | 0 | [5 empty] | 0 |  | 0 |  | 436789000 |  | 0.69332 |  | 41.7% | 2301339600 |  | 20 | 46026792000 | 73058400 |  |  |  |  | 0 |  | 0 |  |  | 9.4899 |  |  | OWF8
\cite{Kouloumpis2022} | Kouloumpis | 2022 | 2009 | 2009 | 151.3705 | PA | MTCGOD | UK | 3600 | 54 | 194400 | M3.6 | Offshore |  |  | O |  |  | 0 | 0 | [5 empty] | 0 |  | 0 |  | 96531260 |  | 0.49656 |  | 34.1% | 580703904 |  | 20 | 11614078080 | 59743200 |  |  |  |  | 0 |  | 0 |  |  | 8.3116 |  |  | OWF9
\cite{Kouloumpis2022} | Kouloumpis | 2022 | 2003 | 2003 | 38.1135 | PA | MTCGOD | UK | 2000 | 30 | 60000 | M2 | Offshore |  |  | O |  |  | 0 | 0 | [5 empty] | 0 |  | 0 |  | 36035270 |  | 0.60059 |  | 34.1% | 179229600 |  | 20 | 3584592000 | 59743200 |  |  |  |  | 0 |  | 0 |  |  | 10.0528 |  |  | OWF10
\cite{Kouloumpis2022} | Kouloumpis | 2022 | 2012 | 2012 | 270.8468 | PA | MTCGOD | UK | 5000 | 30 | 150000 | L5 | Offshore |  |  | O |  |  | 0 | 0 | [5 empty] | 0 |  | 0 |  | 87519710 |  | 0.58346 |  | 39.2% | 515088000 |  | 20 | 10301760000 | 68678400 |  |  |  |  | 0 |  | 0 |  |  | 8.4956 |  |  | OWF11
\cite{Kouloumpis2022} | Kouloumpis | 2022 | 2009 | 2009 | 151.3705 | PA | MTCGOD | UK | 3600 | 25 | 90000 | M3.6 | Offshore |  |  | O |  |  | 0 | 0 | [5 empty] | 0 |  | 0 |  | 46889100 |  | 0.52099 |  | 34.2% | 269632800 |  | 20 | 5392656000 | 59918400 |  |  |  |  | 0 |  | 0 |  |  | 8.695 |  |  | OWF12
\cite{Kouloumpis2022} | Kouloumpis | 2022 | 2010 | 2010 | 183.5233 | PA | MTCGOD | UK | 3000 | 60 | 180000 | M3 | Offshore |  |  | O |  |  | 0 | 0 | [5 empty] | 0 |  | 0 |  | 85195240 |  | 0.47331 |  | 34.8% | 548726400 |  | 20 | 10974528000 | 60969600 |  |  |  |  | 0 |  | 0 |  |  | 7.763 |  |  | OWF13
\cite{Kouloumpis2022} | Kouloumpis | 2022 | 2004 | 2004 | 46.3965 | PA | MTCGOD | UK | 2000 | 30 | 60000 | M2 | Offshore |  |  | O |  |  | 0 | 0 | [5 empty] | 0 |  | 0 |  | 27209480 |  | 0.45349 |  | 30.6% | 160833600 |  | 20 | 3216672000 | 53611200 |  |  |  |  | 0 |  | 0 |  |  | 8.4589 |  |  | OWF14
\cite{Kouloumpis2022} | Kouloumpis | 2022 | 2012 | 2012 | 270.8468 | PA | MTCGOD | UK | 3600 | 88 | 316800 | M3.6 | Offshore |  |  | O |  |  | 0 | 0 | [5 empty] | 0 |  | 0 |  | 204118110 |  | 0.64431 |  | 30.3% | 840875904 |  | 20 | 16817518080 | 53085600 |  |  |  |  | 0 |  | 0 |  |  | 12.1372 |  |  | OWF15
\cite{Kouloumpis2022} | Kouloumpis | 2022 | 2013 | 2013 | 310.3667 | PA | MTCGOD | UK | 2300 | 27 | 62100 | M2.3 | Offshore |  |  | O |  |  | 0 | 0 | [5 empty] | 0 |  | 0 |  | 40761060 |  | 0.65638 |  | 31.4% | 170814744 |  | 20 | 3416294880 | 55012800 |  |  |  |  | 0 |  | 0 |  |  | 11.9314 |  |  | OWF16
\cite{Kouloumpis2022} | Kouloumpis | 2022 | 2010 | 2010 | 183.5233 | PA | MTCGOD | UK | 3000 | 100 | 300000 | M3 | Offshore |  |  | O |  |  | 0 | 0 | [5 empty] | 0 |  | 0 |  | 161001310 |  | 0.53667 |  | 30.8% | 809424000 |  | 20 | 16188480000 | 53961600 |  |  |  |  | 0 |  | 0 |  |  | 9.9454 |  |  | OWF17
\cite{Kouloumpis2022} | Kouloumpis | 2022 | 2011 | 2011 | 227.6329 | PA | MTCGOD | UK | 3600 | 51 | 183600 | M3.6 | Offshore |  |  | O |  |  | 0 | 0 | [5 empty] | 0 |  | 0 |  | 132242400 |  | 0.72027 |  | 40.6% | 652984416 |  | 20 | 13059688320 | 71131200 |  |  |  |  | 0 |  | 0 |  |  | 10.126 |  |  | OWF18
\cite{Kouloumpis2022} | Kouloumpis | 2022 | 2012 | 2012 | 270.8468 | PA | MTCGOD | UK | 3600 | 51 | 183600 | L3.6 | Offshore |  |  | O |  |  | 0 | 0 | [5 empty] | 0 |  | 0 |  | 151011420 |  | 0.8225 |  | 44.6% | 717317856 |  | 20 | 14346357120 | 78139200 |  |  |  |  | 0 |  | 0 |  |  | 10.5261 |  |  | OWF19
\cite{Kouloumpis2022} | Kouloumpis | 2022 | 2014 | 2014 | 360.6852 | PA | MTCGOD | UK | 3600 | 108 | 388800 | L3.6 | Offshore |  |  | O |  |  | 0 | 0 | [5 empty] | 0 |  | 0 |  | 286820970 |  | 0.73771 |  | 41.4% | 1410037632 |  | 20 | 28200752640 | 72532800 |  |  |  |  | 0 |  | 0 |  |  | 10.1707 |  |  | OWF20
\cite{Savino2017} | Savino | 2017 |  | 2017 | 530.7872 | Hybrid | MTCOD | Italy | 660 | 1 | 660 | Vestas V47 | Onshore |  |  | C |  |  | 0 | 0 | [5 empty] | 0 |  | 0 |  | 697184.6 |  | 1.0563 |  | 22.02% | 1273000 |  | 20 | 25460000 | 38575757.5758 |  |  |  |  | 0 |  | 0 |  |  | 27.3835
\cite{Savino2017} | Savino | 2017 |  | 2017 | 530.7872 | Hybrid | MTCOD | Italy | 200 | 3 | 600 | Vestas V25 | Onshore |  |  | C |  |  | 0 | 0 | [5 empty] | 0 |  | 0 |  | 735045.3333 |  | 1.2251 |  | 24.22% | 1273000 |  | 20 | 25460000 | 42433333.3333 |  |  |  |  | 0 |  | 0 |  |  | 28.8706
\cite{Savino2017} | Savino | 2017 |  | 2017 | 530.7872 | Hybrid | MTCOD | Italy | 100 | 6 | 600 | Vestas V20 | Onshore |  |  | C |  |  | 0 | 0 | [5 empty] | 0 |  | 0 |  | 567503.1667 |  | 0.94584 |  | 24.22% | 1273000 |  | 20 | 25460000 | 42433333.3333 |  |  |  |  | 0 |  | 0 |  |  | 22.29
\cite{Savino2017} | Savino | 2017 |  | 2017 | 530.7872 | Hybrid | MTCOD | Italy | 600 | 1 | 600 | Enercon E40 | Onshore |  |  | C |  |  | 0 | 0 | [5 empty] | 0 |  | 0 |  | 927351.2 |  | 1.5456 |  | 24.22% | 1273000 |  | 20 | 25460000 | 42433333.3333 |  |  |  |  | 0 |  | 0 |  |  | 36.4238
\cite{Savino2017} | Savino | 2017 |  | 2017 | 530.7872 | Hybrid | MTCOD | Italy | 480 | 1 | 480 | Turbowinds | Onshore |  |  | C |  |  | 0 | 0 | [5 empty] | 0 |  | 0 |  | 908933.4 |  | 1.8936 |  | 30.27% | 1273000 |  | 20 | 25460000 | 53041666.6667 |  |  |  |  | 0 |  | 0 |  |  | 35.7004
\cite{Atilgan2016} | Atilgan | 2016 |  | 2016 | 480.7344 | PA | MTCOD | Turkey | 1940 | 682 | 1323080 | Mix of turbines for Turkish installed capacity | Onshore |  |  | O |  |  | 0 | 0 | [5 empty] | 0 |  | 0 |  | 816480000 |  | 0.61711 |  | 25.16% | 2916000000 |  | 40 | 116640000000 | 88157934.5164 |  |  |  |  | 0 |  | 0 |  |  | 7
\cite{Ding2019} | Ding | 2019 |  | 2019 | 643.4357 | PA | MC | China | [10 empty] | 0 | 0 | [5 empty] | 0 |  | 0 |  | 69227460 |  | #DIV/0! |  |  | 407700000 |  | 20 | 8154000000 | [5 empty] | 0 |  | 0 |  |  | 8.49
\cite{Mendecka2018} | Mendecka | 2018 |  | 2018 | 580.4044 | PA | MCOD |  | 1 | 1 | 1 | EnEco 1kW | Onshore |  |  | C | 33844 |  | 9401.1111 | 0 | 33.844 |  | 9.4011 |  |  | 2820.3333 |  | 0.13069 |  |  |  | 0 |  | 12.32% | 1079 |  | 20 | 21580 | 21580000 |  |  |  |  | 1.5683 |  | 0.43564 |  |  | 0
\cite{Mendecka2018} | Mendecka | 2018 |  | 2018 | 580.4044 | PA | MCOD |  | 3 | 1 | 3 | EnEco 3kW | Onshore |  |  | C | 54879 |  | 15244.1667 | 0 | 18.293 |  | 5.0814 |  |  | 4573.25 |  | 0.070206 |  |  |  | 0 |  | 12.39% | 3257 |  | 20 | 65140 | 21713333.3333 |  |  |  |  | 0.84248 |  | 0.23402 |  |  | 0
\cite{Mendecka2018} | Mendecka | 2018 |  | 2018 | 580.4044 | PA | MCOD |  | 5 | 1 | 5 | Endurance S-343 | Onshore |  |  | C | 74999 |  | 20833.0556 | 0 | 14.9998 |  | 4.1666 |  |  | 6249.9167 |  | 0.08331 |  |  |  | 0 |  | 8.564% | 3751 |  | 20 | 75020 | 15004000 |  |  |  |  | 0.99972 |  | 0.2777 |  |  | 0
\cite{Mendecka2018} | Mendecka | 2018 |  | 2018 | 580.4044 | PA | MCOD |  | 6 | 1 | 6 | Kingspan KW6 | Onshore |  |  | C | 105502 |  | 29306.1111 | 0 | 17.5837 |  | 4.8844 |  |  | 8791.8333 |  | 0.078865 |  |  |  | 0 |  | 10.61% | 5574 |  | 20 | 111480 | 18580000 |  |  |  |  | 0.94638 |  | 0.26288 |  |  | 0
\cite{Mendecka2018} | Mendecka | 2018 |  | 2018 | 580.4044 | PA | MCOD |  | 20 | 1 | 20 | Jacobs, C&F Green Energy CF20 | Onshore |  |  | C | 218145 |  | 60595.8333 | 0 | 10.9072 |  | 3.0298 |  |  | 18178.75 |  | 0.054957 |  |  |  | 0 |  | 9.44% | 16539 |  | 20 | 330780 | 16539000 |  |  |  |  | 0.65949 |  | 0.18319 |  |  | 0
\cite{Mendecka2018} | Mendecka | 2018 |  | 2018 | 580.4044 | PA | MCOD |  | 30 | 1 | 30 | Pitchwind 30kW | Onshore |  |  | C | 271479 |  | 75410.8333 | 0 | 9.0493 |  | 2.5137 |  |  | 22623.25 |  | 0.048663 |  |  |  | 0 |  | 8.845% | 23245 |  | 20 | 464900 | 15496666.6667 |  |  |  |  | 0.58395 |  | 0.16221 |  |  | 0
\cite{Mendecka2018} | Mendecka | 2018 |  | 2018 | 580.4044 | PA | MCOD |  | 100 | 1 | 100 | Nothern Power 100kW | Onshore |  |  | C | 857447 |  | 238179.7222 | 0 | 8.5745 |  | 2.3818 |  |  | 71453.9167 |  | 0.03391 |  |  |  | 0 |  | 12.03% | 105357 |  | 20 | 2107140 | 21071400 |  |  |  |  | 0.40692 |  | 0.11303 |  |  | 0
\cite{Mendecka2018} | Mendecka | 2018 |  | 2018 | 580.4044 | PA | MCOD |  | 500 | 1 | 500 | Vestas V39 | Onshore |  |  | C | 2749900 |  | 763861.1111 | 0 | 5.4998 |  | 1.5277 |  |  | 229158.3333 |  | 0.020956 |  |  |  | 0 |  | 12.48% | 546751 |  | 20 | 10935020 | 21870040 |  |  |  |  | 0.25148 |  | 0.069855 |  |  | 0
\cite{Mendecka2018} | Mendecka | 2018 |  | 2018 | 580.4044 | PA | MCOD |  | 600 | 1 | 600 | Tacke 600e | Onshore |  |  | C | 2756100 |  | 765583.3333 | 0 | 4.5935 |  | 1.276 |  |  | 229675 |  | 0.025586 |  |  |  | 0 |  | 8.54% | 448838 |  | 20 | 8976760 | 14961266.6667 |  |  |  |  | 0.30703 |  | 0.085285 |  |  | 0
\cite{Mendecka2018} | Mendecka | 2018 |  | 2018 | 580.4044 | PA | MCOD |  | 660 | 1 | 660 | Vestas V47 | Onshore |  |  | C | 2881648 |  | 800457.7778 | 0 | 4.3661 |  | 1.2128 |  |  | 240137.3333 |  | 0.024864 |  |  |  | 0 |  | 8.352% | 482896 |  | 20 | 9657920 | 14633212.1212 |  |  |  |  | 0.29837 |  | 0.082881 |  |  | 0
\cite{Mendecka2018} | Mendecka | 2018 |  | 2018 | 580.4044 | PA | MCOD |  | 750 | 1 | 750 | WindEnergy Lebanon 750kW | Onshore |  |  | C | 3053131 |  | 848091.9444 | 0 | 4.0708 |  | 1.1308 |  |  | 254427.5833 |  | 0.023929 |  |  |  | 0 |  | 8.092% | 531635 |  | 20 | 10632700 | 14176933.3333 |  |  |  |  | 0.28715 |  | 0.079763 |  |  | 0
\cite{Mendecka2018} | Mendecka | 2018 |  | 2018 | 580.4044 | PA | MCOD |  | 850 | 1 | 850 | Vestas V52 | Onshore |  |  | C | 2688487 |  | 746801.9444 | 0 | 3.1629 |  | 0.87859 |  |  | 224040.5833 |  | 0.023047 |  |  |  | 0 |  | 6.528% | 486052 |  | 20 | 9721040 | 11436517.6471 |  |  |  |  | 0.27656 |  | 0.076823 |  |  | 0
\cite{Mendecka2018} | Mendecka | 2018 |  | 2018 | 580.4044 | PA | MCOD |  | 1250 | 1 | 1250 | Suzlon S64 | Onshore |  | 64 | C | 3469542 |  | 963761.6667 | 0 | 2.7756 |  | 0.77101 |  |  | 289128.5 |  | 0.020529 |  |  |  | 0 |  | 6.431% | 704198 |  | 20 | 14083960 | 11267168 |  |  |  |  | 0.24635 |  | 0.06843 |  |  | 0
\cite{Mendecka2018} | Mendecka | 2018 |  | 2018 | 580.4044 | PA | MCOD |  | 1800 | 1 | 1800 | Leitwind LTW80 | Onshore |  |  | C | 5187989 |  | 1441108.0556 | 0 | 2.8822 |  | 0.80062 |  |  | 432332.4167 |  | 0.018402 |  |  |  | 0 |  | 7.45% | 1174709 |  | 20 | 23494180 | 13052322.2222 |  |  |  |  | 0.22082 |  | 0.061339 |  |  | 0
\cite{Mendecka2018} | Mendecka | 2018 |  | 2018 | 580.4044 | PA | MCOD |  | 2000 | 1 | 2000 | Gamesa G80 | Onshore |  |  | C | 4294111 |  | 1192808.6111 | 0 | 2.1471 |  | 0.5964 |  |  | 357842.5833 |  | 0.017829 |  |  |  | 0 |  | 5.728% | 1003533 |  | 20 | 20070660 | 10035330 |  |  |  |  | 0.21395 |  | 0.05943 |  |  | 0
\cite{Mendecka2018} | Mendecka | 2018 |  | 2018 | 580.4044 | PA | MCOD |  | 2000 | 1 | 2000 | EWT Directwind | Onshore |  |  | C | 6648933 |  | 1846925.8333 | 0 | 3.3245 |  | 0.92346 |  |  | 554077.75 |  | 0.015729 |  |  |  | 0 |  | 10.05% | 1761331 |  | 20 | 35226620 | 17613310 |  |  |  |  | 0.18875 |  | 0.05243 |  |  | 0
\cite{Mendecka2018} | Mendecka | 2018 |  | 2018 | 580.4044 | PA | MCOD |  | 2000 | 1 | 2000 | Gamesa G83 | Onshore |  |  | C | 6607558 |  | 1835432.7778 | 0 | 3.3038 |  | 0.91772 |  |  | 550629.8333 |  | 0.018992 |  |  |  | 0 |  | 8.274% | 1449668 |  | 20 | 28993360 | 14496680 |  |  |  |  | 0.2279 |  | 0.063305 |  |  | 0
\cite{Mendecka2018} | Mendecka | 2018 |  | 2018 | 580.4044 | PA | MCOD |  | 2000 | 1 | 2000 | Vestas V90-2MW | Onshore |  | 80 | C | 6501330 |  | 1805925 | 0 | 3.2507 |  | 0.90296 |  |  | 541777.5 |  | 0.01885 |  |  |  | 0 |  | 8.203% | 1437101 |  | 20 | 28742020 | 14371010 |  |  |  |  | 0.2262 |  | 0.062832 |  |  | 0
\cite{Mendecka2018} | Mendecka | 2018 |  | 2018 | 580.4044 | PA | MCOD |  | 2000 | 1 | 2000 | Gamesa G90 | Onshore |  |  | C | 7927528 |  | 2202091.1111 | 0 | 3.9638 |  | 1.101 |  |  | 660627.3333 |  | 0.015894 |  |  |  | 0 |  | 11.86% | 2078222 |  | 20 | 41564440 | 20782220 |  |  |  |  | 0.19073 |  | 0.05298 |  |  | 0
\cite{Mendecka2018} | Mendecka | 2018 |  | 2018 | 580.4044 | PA | MCOD |  | 3000 | 1 | 3000 | Vestas V90-3MW | Onshore |  |  | C | 8560661 |  | 2377961.3889 | 0 | 2.8536 |  | 0.79265 |  |  | 713388.4167 |  | 0.012847 |  |  |  | 0 |  | 10.57% | 2776518 |  | 20 | 55530360 | 18510120 |  |  |  |  | 0.15416 |  | 0.042823 |  |  | 0
\cite{Xie2020} | Xie | 2020 |  | 2020 | 741.3972 | PA | MTCOD | China | 660 | 4 | 2640 | Vestas V47 | Onshore | 47 | 55 | O | 5856535 |  | 1626815.2778 | 0 | 2.2184 |  | 0.61622 |  |  | 488044.5833 |  | 0.0034177 |  | 386400 |  | 0.14636 |  | 30.87% | 7140000 |  | 20 | 142800000 | 54090909.0909 |  |  |  |  | 0.041012 |  | 0.011392 |  |  | 2.7059
\cite{Xie2020} | Xie | 2020 |  | 2020 | 741.3972 | PA | MTCOD | China | 600 | 4 | 2400 | Enercon E40 | Onshore | 40 | 65 | O | 5798158 |  | 1610599.4444 | 0 | 2.4159 |  | 0.67108 |  |  | 483179.8333 |  | 0.0027237 |  | 357564 |  | 0.14899 |  | 42.19% | 8870000 |  | 20 | 177400000 | 73916666.6667 |  |  |  |  | 0.032684 |  | 0.0090789 |  |  | 2.0156
\cite{Xie2020} | Xie | 2020 |  | 2020 | 741.3972 | PA | MTCOD | China | 1750 | 2 | 3500 | Vestas V66 | Onshore | 66 | 67 | O | 16927519 |  | 4702088.6111 | 0 | 4.8364 |  | 1.3435 |  |  | 1410626.5833 |  | 0.010403 |  | 1057585 |  | 0.30217 |  | 22.11% | 6780000 |  | 20 | 135600000 | 38742857.1429 |  |  |  |  | 0.12483 |  | 0.034676 |  |  | 7.7993
\cite{Ji2016} | Ji | 2016 |  | 2016 | 480.7344 | IO | MCOD | China | 2000 | 24 | 48000 |  | Onshore |  |  | O |  |  | 0 | 0 | [7 empty] | 0 |  | 14490000 |  | 0.30188 |  | 30.27% | 127280000 |  | 20 | 2545600000 | 53033333.3333 |  |  |  |  | 0 |  | 0 |  |  | 5.6922 |  |  | Assuming all electricity is sent to grid
\cite{Ji2016} | Ji | 2016 |  | 2016 | 480.7344 | IO | MCOD | China | 2000 | 24 | 48000 |  | Onshore |  |  | O |  |  | 0 | 0 | [7 empty] | 0 |  | 14490000 |  | 0.30188 |  | 22.82% | 95970000 |  | 20 | 1919400000 | 39987500 |  |  |  |  | 0 |  | 0 |  |  | 7.5492 |  |  | Including loss factor
\cite{Liu2021} | Liu | 2021 |  | 2021 | 741.3972 |  | MTCOD | China | 1500 | 33 | 49500 |  | Onshore |  |  | O |  |  | 0 | 0 | [7 empty] | 0 |  | 18701290 |  | 0.3778 |  | 32.83% | 142362000 |  | 20 | 2847240000 | 57520000 |  |  |  |  | 0 |  | 0 |  |  | 6.5682
\cite{Wang2018} | Wang | 2018 |  | 2018 | 580.4044 | PA | MTCOD | China |  |  |  |  | Onshore | [5 empty] | 0 | 0 | [7 empty] | #DIV/0! |  |  |  | 0 | [11 empty] | #DIV/0! |  | #DIV/0! |  |  | 30.5672 |  |  | No recycling
\cite{Wang2018} | Wang | 2018 |  | 2018 | 580.4044 | PA | MTCOD | China |  |  |  |  | Onshore | [5 empty] | 0 | 0 | [7 empty] | #DIV/0! |  |  |  | 0 | [11 empty] | #DIV/0! |  | #DIV/0! |  |  | 25.6787 |  |  | 20% recycling
\cite{Wang2018} | Wang | 2018 |  | 2018 | 580.4044 | PA | MTCOD | China |  |  |  |  | Onshore | [5 empty] | 0 | 0 | [7 empty] | #DIV/0! |  |  |  | 0 | [11 empty] | #DIV/0! |  | #DIV/0! |  |  | 22.5202 |  |  | 40% recycling
\cite{Wang2018} | Wang | 2018 |  | 2018 | 580.4044 | PA | MTCOD | China |  |  |  |  | Onshore | [5 empty] | 0 | 0 | [7 empty] | #DIV/0! |  |  |  | 0 | [11 empty] | #DIV/0! |  | #DIV/0! |  |  | 19.6617 |  |  | 60% recycling
\cite{Wang2018} | Wang | 2018 |  | 2018 | 580.4044 | PA | MTCOD | China |  |  |  |  | Onshore | [5 empty] | 0 | 0 | [7 empty] | #DIV/0! |  |  |  | 0 | [11 empty] | #DIV/0! |  | #DIV/0! |  |  | 16.8031 |  |  | 80% recycling
\cite{Siddiqui2017} | Siddiqui | 2017 |  | 2017 | 530.7872 | PA | MTCOD | Canada | 1894.4396 | 2302 | 4361 | Vestas V80 | Onshore | [5 empty] | 0 | 0 | [7 empty] | #DIV/0! |  |  |  | 0 | [11 empty] | #DIV/0! |  | #DIV/0! |  |  | 12.048
\cite{Martinez2015} | Martinez | 2015 |  | 2015 | 427.659 | PA | MTCOD |  | 2000 | 1 | 2000 | Gamesa GX8 | Onshore | 80 | 70 |  |  |  | 0 | 0 | [7 empty] | 0 |  | 518000 |  | 0.259 |  | 22.83% | 4000000 |  | 20 | 80000000 | 40000000 |  |  |  |  | 0 |  | 0 |  |  | 6.475 |  |  | CML 2
\cite{Martinez2015} | Martinez | 2015 |  | 2015 | 427.659 | PA | MTCOD |  | 2000 | 1 | 2000 | Gamesa GX8 | Onshore | 80 | 70 |  | 8060000 |  | 2238888.8889 | 0 | 4.03 |  | 1.1194 |  |  | 671666.6667 |  | 0.0083958 |  | 520000 |  | 0.26 |  | 22.83% | 4000000 |  | 20 | 80000000 | 40000000 |  |  |  |  | 0.10075 |  | 0.027986 |  |  | 6.5 |  |  | Eco-points 97
\cite{Martinez2015} | Martinez | 2015 |  | 2015 | 427.659 | PA | MTCOD |  | 2000 | 1 | 2000 | Gamesa GX8 | Onshore | 80 | 70 |  |  |  | 0 | 0 | [7 empty] | 0 |  | 523000 |  | 0.2615 |  | 22.83% | 4000000 |  | 20 | 80000000 | 40000000 |  |  |  |  | 0 |  | 0 |  |  | 6.5375 |  |  | EDIP
\cite{Martinez2015} | Martinez | 2015 |  | 2015 | 427.659 | PA | MTCOD |  | 2000 | 1 | 2000 | Gamesa GX8 | Onshore | 80 | 70 |  |  |  | 0 | 0 | [7 empty] | 0 |  | 496000 |  | 0.248 |  | 22.83% | 4000000 |  | 20 | 80000000 | 40000000 |  |  |  |  | 0 |  | 0 |  |  | 6.2 |  |  | IMPACT2002
\cite{Martinez2015} | Martinez | 2015 |  | 2015 | 427.659 | PA | MTCOD |  | 2000 | 1 | 2000 | Gamesa GX8 | Onshore | 80 | 70 |  |  |  | 0 | 0 | [7 empty] | 0 |  | 19400 |  | 0.0097 |  | 22.83% | 4000000 |  | 20 | 80000000 | 40000000 |  |  |  |  | 0 |  | 0 |  |  | 0.2425 |  |  | TRACI
\cite{Fleck2009} | Fleck | 2009 |  | 2009 | 151.3705 | PA | MTCOD |  | 0.4 | 5 | 2 | Southwest Wind Air X | Onshore | 1.17 | 30 |  |  |  | 0 | 0 | [5 empty] | 56467 |  | 0.99904 |  | 9078 |  | 4.539 |  | 16.13% | 2826.05 |  | 20 | 56521 | 28260500 |  |  |  |  | 0 |  | 0 |  |  | 160.6129 |  |  | Includes 46.4 kWh of battery storage
\cite{Fleck2009} | Fleck | 2009 |  | 2009 | 151.3705 | PA | MTCOD |  | 0.4 | 5 | 2 | Southwest Wind Air X | Onshore | 1.17 | 30 |  |  |  | 0 | 0 | [5 empty] | 22816 |  | 0.40367 |  | 6325 |  | 3.1625 |  | 16.13% | 2826.05 |  | 20 | 56521 | 28260500 |  |  |  |  | 0 |  | 0 |  |  | 111.9053 |  |  | Without battery storage
\cite{Smith2015} | Smith | 2015 |  | 2015 | 427.659 | PA | MTCOD |  | 5 | 1 | 5 | Fortis Montana | Onshore | [5 empty] | 0 | 0 | [7 empty] | #DIV/0! |  | 54400 |  | 10.88 | [11 empty] | #DIV/0! |  | #DIV/0!
\cite{Schreiber2019} | Schreiber | 2019 |  | 2019 | 643.4357 | PA | MTCOD |  | 3000 | 1 | 3000 | Based on 2.3 MW Enercon | Onshore |  | 84 | C |  |  | 0 | 0 | [7 empty] | 0 |  | 1954741.8 |  | 0.65158 |  | 29.92% | 7863000 |  | 20 | 157260000 | 52420000 |  |  |  |  | 0 |  | 0 |  |  | 12.43 |  |  | Direct drive electrically excited synchronous (DDSG)
\cite{Schreiber2019} | Schreiber | 2019 |  | 2019 | 643.4357 | PA | MTCOD |  | 3000 | 1 | 3000 | Based on Vestas V112 3.3 MW | Onshore |  | 84 | C |  |  | 0 | 0 | [7 empty] | 0 |  | 1140135 |  | 0.38005 |  | 29.92% | 7863000 |  | 20 | 157260000 | 52420000 |  |  |  |  | 0 |  | 0 |  |  | 7.25 |  |  | Direct drive permanent magnet synchronous generators (DDPSMG)
\cite{Schreiber2019} | Schreiber | 2019 |  | 2019 | 643.4357 | PA | MTCOD |  | 3000 | 1 | 3000 | Based on Vestas V112 3.3 MW | Onshore |  | 84 | C |  |  | 0 | 0 | [7 empty] | 0 |  | 1140135 |  | 0.38005 |  | 29.92% | 7863000 |  | 20 | 157260000 | 52420000 |  |  |  |  | 0 |  | 0 |  |  | 7.25 |  |  | Double-fed induction generator (DFIG)
\cite{Ding2017} | Ding | 2017 |  | 2017 | 530.7872 | PA | MTCOD | China | 2000 |  |  | Based on Chinese average | Onshore |  |  | O | 780449346.72 |  | 216791485.2 | 0 | [5 empty] | 65037445.56 |  | 0.039881 |  | 13837338 |  | 0 |  | 51.37% | 81540000 |  | 20 | 1630800000 | [5 empty] | 0.47857 |  | 0.13294 |  |  | 8.485
\cite{Gao2021} | Gao | 2021 |  | 2021 | 741.3972 | PA | MTCOD | China | 2000 | 15 | 30000 | Gamesa G8X-2MW | Onshore |  |  | O | 119212485 |  | 33114579.1667 | 0 | 3.9737 |  | 1.1038 |  |  | 9934373.75 |  | 0.0080153 |  | 9443975.175 |  | 0.3148 |  | 23.58% | 61971000 |  | 20 | 1239420000 | 41314000 |  |  |  |  | 0.096184 |  | 0.026718 |  |  | 7.6197
\cite{Aberilla2020} | Aberilla | 2020 |  | 2020 | 741.3972 | PA | MTCOD |  | 5 | 2 | 10 |  | Onshore |  |  | C |  |  | 0 | 0 | [7 empty] | 0 | [5 empty] | 15.7% | 13753.2 |  | 20 | 275064 | 27506400 |  |  |  |  | 0 |  | 0 |  |  | 471 |  |  | Includes 37 kWh of lead-acid battery storage
\cite{Aberilla2020} | Aberilla | 2020 |  | 2020 | 741.3972 | PA | MTCOD |  | 5 | 2 | 10 |  | Onshore |  |  | C |  |  | 0 | 0 | [7 empty] | 0 | [5 empty] | 15.7% | 13753.2 |  | 20 | 275064 | 27506400 |  |  |  |  | 0 |  | 0 |  |  | 437 |  |  | Includes 22 kWh of Li-ion battery storage
\cite{Aberilla2020} | Aberilla | 2020 |  | 2020 | 741.3972 | PA | MTCOD |  | 100 | 3 | 300 |  | Onshore |  |  | C |  |  | 0 | 0 | [7 empty] | 0 | [5 empty] | 19.3% | 507204 |  | 20 | 10144080 | 33813600 |  |  |  |  | 0 |  | 0 |  |  | 160 |  |  | Includes 1514 kWh of lead-acid battery storage
\cite{Aberilla2020} | Aberilla | 2020 |  | 2020 | 741.3972 | PA | MTCOD |  | 100 | 5 | 500 |  | Onshore |  |  | C |  |  | 0 | 0 | [7 empty] | 0 | [5 empty] | 19.3% | 845340 |  | 20 | 16906800 | 33813600 |  |  |  |  | 0 |  | 0 |  |  | 190 |  |  | Includes 354 kWh of Li-ion battery storage
\cite{Simons2016} | Simons | 2016 |  | 2016 | 480.7344 | PA | MTCOD |  | 2130 | 8 | 17040 |  |  |  |  | C |  |  | 0 | 0 | [7 empty] | 0 | [5 empty] | 102.6% | 153150000 |  | 20 | 3063000000 | 179753521.1268 |  |  |  |  | 0 |  | 0 |  |  | 0.57
\cite{Simons2016} | Simons | 2016 |  | 2016 | 480.7344 | PA | MTCOD |  | 1630 | 10 | 16300 |  |  |  |  | C |  |  | 0 | 0 | [7 empty] | 0 | [5 empty] | 102% | 145600000 |  | 20 | 2912000000 | 178650306.7485 |  |  |  |  | 0 |  | 0 |  |  | 0.64
\cite{Simons2016} | Simons | 2016 |  | 2016 | 480.7344 | PA | MTCOD |  | 2690 | 3 | 8070 |  |  |  |  | C |  |  | 0 | 0 | [7 empty] | 0 | [5 empty] | 105.9% | 74850000 |  | 20 | 1497000000 | 185501858.7361 |  |  |  |  | 0 |  | 0 |  |  | 0.57
\cite{Uddin2014} | Uddin | 2014 |  | 2014 | 360.6852 | PA | MTCOD |  | 0.3 | 1 | 0.3 |  | Onshore |  |  |  | 532 |  | 147.7778 | 0 | 1.7733 |  | 0.49259 |  |  | 44.3333 |  | 0.0041126 |  | 140.3017 |  | 0.46767 |  | 20.51% | 539 |  | 20 | 10780 | 35933333.3333 |  |  |  |  | 0.049351 |  | 0.013709 |  |  | 13.015 |  |  | Vertical axis
\cite{Uddin2014} | Uddin | 2014 |  | 2014 | 360.6852 | PA | MTCOD |  | 0.5 | 1 | 0.5 |  | Onshore | 1.7 |  |  | 590 |  | 163.8889 | 0 | 1.18 |  | 0.32778 |  |  | 49.1667 |  | 0.0013795 |  | 161.6809 |  | 0.32336 |  | 40.68% | 1782 |  | 20 | 35640 | 71280000 |  |  |  |  | 0.016554 |  | 0.0045985 |  |  | 4.5365 |  |  | Horizontal axis
\cite{Zhao2017} | Zhao | 2017 |  | 2017 | 530.7872 | PA | MTCOD |  | 1500 | 33 | 49500 | Dong Fang FD77-1500 | Onshore | [5 empty] | 0 | 0 | [7 empty] | 0 |  | 21369401 |  | 0 |  | 27.11% | 117570000 |  | 20 | 2351400000 | 47503030.303 |  |  |  |  | 0 |  | 0 |  |  | 9.0862
\cite{Zhang2017} | Zhang | 2017 |  | 2017 | 530.7872 | PA | MTCOD | China |  |  | 200000 |  | Onshore |  |  | O | 4090000000 | 865000000 | 1136111111.1111 | 240277777.7778 | 20.45 | 4.325 | 5.6806 |  |  | 340833333.3333 | 72083333.3333 | 0.038504 |  |  |  | 0 |  | 25.26% | 442590000 |  | 20 | 8851800000 | 44259000 |  |  |  |  | 0.46205 |  | 0.12835 | 0.0081434 |  |  |  |  | Inland
\cite{Zhang2017} | Zhang | 2017 |  | 2017 | 530.7872 | PA | MTCOD | China |  |  | 100000 |  | Onshore |  |  | C | 2045000000 | 432500000 | 568055555.5556 | 120138888.8889 | 20.45 | 4.325 | 5.6806 |  |  | 170416666.6667 | 36041666.6667 | 0.037691 |  |  |  | 0 |  | 25.81% | 226070000 |  | 20 | 4521400000 | 45214000 |  |  |  |  | 0.45229 |  | 0.12564 | 0.0079714 |  |  |  |  | Inland
\cite{Zhang2017} | Zhang | 2017 |  | 2017 | 530.7872 | PA | MTCOD | China |  |  | 200000 |  | Onshore |  |  | C | 4090000000 | 865000000 | 1136111111.1111 | 240277777.7778 | 20.45 | 4.325 | 5.6806 |  |  | 340833333.3333 | 72083333.3333 | 0.037615 |  |  |  | 0 |  | 25.86% | 453050000 |  | 20 | 9061000000 | 45305000 |  |  |  |  | 0.45139 |  | 0.12538 | 0.0079553 |  |  |  |  | Inland
\cite{Zhang2017} | Zhang | 2017 |  | 2017 | 530.7872 | PA | MTCOD | China |  |  | 49500 |  | Onshore |  |  | O | 1012275000 | 214087500 | 281187500 | 59468750 | 20.45 | 4.325 | 5.6806 |  |  | 84356250 | 17840625 | 0.043844 |  |  |  | 0 |  | 22.19% | 96200000 |  | 20 | 1924000000 | 38868686.8687 |  |  |  |  | 0.52613 |  | 0.14615 | 0.0092727 |  |  |  |  | Inland
\cite{Zhang2017} | Zhang | 2017 |  | 2017 | 530.7872 | PA | MTCOD | China |  |  | 60000 |  | Onshore |  |  | O | 1227000000 | 259500000 | 340833333.3333 | 72083333.3333 | 20.45 | 4.325 | 5.6806 |  |  | 102250000 | 21625000 | 0.032589 |  |  |  | 0 |  | 29.85% | 156880000 |  | 20 | 3137600000 | 52293333.3333 |  |  |  |  | 0.39106 |  | 0.10863 | 0.0068922 |  |  |  |  | Inland
\cite{Zhang2017} | Zhang | 2017 |  | 2017 | 530.7872 | PA | MTCOD | China |  |  | 49500 |  | Onshore |  |  | C | 1012275000 | 214087500 | 281187500 | 59468750 | 20.45 | 4.325 | 5.6806 |  |  | 84356250 | 17840625 | 0.031457 |  |  |  | 0 |  | 30.92% | 134080000 |  | 20 | 2681600000 | 54173737.3737 |  |  |  |  | 0.37749 |  | 0.10486 | 0.006653 |  |  |  |  | Inland
\cite{Zhang2017} | Zhang | 2017 |  | 2017 | 530.7872 | PA | MTCOD | China |  |  | 49500 |  | Onshore |  |  | O | 1012275000 | 214087500 | 281187500 | 59468750 | 20.45 | 4.325 | 5.6806 |  |  | 84356250 | 17840625 | 0.032678 |  |  |  | 0 |  | 29.77% | 129070000 |  | 20 | 2581400000 | 52149494.9495 |  |  |  |  | 0.39214 |  | 0.10893 | 0.0069112 |  |  |  |  | Inland
\cite{Zhang2017} | Zhang | 2017 |  | 2017 | 530.7872 | PA | MTCOD | China |  |  | 100000 |  | Onshore |  |  | O | 2045000000 | 432500000 | 568055555.5556 | 120138888.8889 | 20.45 | 4.325 | 5.6806 |  |  | 170416666.6667 | 36041666.6667 | 0.03492 |  |  |  | 0 |  | 27.86% | 244010000 |  | 20 | 4880200000 | 48802000 |  |  |  |  | 0.41904 |  | 0.1164 | 0.0073853 |  |  |  |  | Inland
\cite{Zhang2017} | Zhang | 2017 |  | 2017 | 530.7872 | PA | MTCOD | China |  |  | 52800 |  | Onshore |  |  | O | 1114080000 | 80520000 | 309466666.6667 | 22366666.6667 | 21.1 | 1.525 | 5.8611 |  |  | 92840000 | 6710000 | 0.041926 |  |  |  | 0 |  | 23.94% | 110720000 |  | 20 | 2214400000 | 41939393.9394 |  |  |  |  | 0.50311 |  | 0.13975 | 0.0030302 |  |  |  |  | Coastal
\cite{Zhang2017} | Zhang | 2017 |  | 2017 | 530.7872 | PA | MTCOD | China |  |  | 50000 |  | Onshore |  |  | O | 1055000000 | 76250000 | 293055555.5556 | 21180555.5556 | 21.1 | 1.525 | 5.8611 |  |  | 87916666.6667 | 6354166.6667 | 0.036629 |  |  |  | 0 |  | 27.4% | 120010000 |  | 20 | 2400200000 | 48004000 |  |  |  |  | 0.43955 |  | 0.1221 | 0.0026473 |  |  |  |  | Coastal
\cite{Zhang2017} | Zhang | 2017 |  | 2017 | 530.7872 | PA | MTCOD | China |  |  | 130000 |  | Onshore |  |  | O | 2743000000 | 198250000 | 761944444.4444 | 55069444.4444 | 21.1 | 1.525 | 5.8611 |  |  | 228583333.3333 | 16520833.3333 | 0.037109 |  |  |  | 0 |  | 27.05% | 307990000 |  | 20 | 6159800000 | 47383076.9231 |  |  |  |  | 0.44531 |  | 0.1237 | 0.002682 |  |  |  |  | Coastal
\cite{Zhang2017} | Zhang | 2017 |  | 2017 | 530.7872 | PA | MTCOD | China |  |  | 49500 |  | Onshore |  |  | O | 1044450000 | 75487500 | 290125000 | 20968750 | 21.1 | 1.525 | 5.8611 |  |  | 87037500 | 6290625 | 0.048039 |  |  |  | 0 |  | 20.89% | 90590000 |  | 20 | 1811800000 | 36602020.202 |  |  |  |  | 0.57647 |  | 0.16013 | 0.003472 |  |  |  |  | Coastal
\cite{Zhang2017} | Zhang | 2017 |  | 2017 | 530.7872 | PA | MTCOD | China |  |  | 100000 |  | Onshore |  |  | C | 2110000000 | 152500000 | 586111111.1111 | 42361111.1111 | 21.1 | 1.525 | 5.8611 |  |  | 175833333.3333 | 12708333.3333 | 0.045113 |  |  |  | 0 |  | 22.25% | 194880000 |  | 20 | 3897600000 | 38976000 |  |  |  |  | 0.54136 |  | 0.15038 | 0.0032606 |  |  |  |  | Coastal
\cite{Zhang2017} | Zhang | 2017 |  | 2017 | 530.7872 | PA | MTCOD | China |  |  | 86000 |  | Onshore |  |  | C | 1814600000 | 131150000 | 504055555.5556 | 36430555.5556 | 21.1 | 1.525 | 5.8611 |  |  | 151216666.6667 | 10929166.6667 | 0.039962 |  |  |  | 0 |  | 25.11% | 189200000 |  | 20 | 3784000000 | 44000000 |  |  |  |  | 0.47955 |  | 0.13321 | 0.0028883 |  |  |  |  | Coastal
\cite{Zhang2017} | Zhang | 2017 |  | 2017 | 530.7872 | PA | MTCOD | China |  |  | 24000 |  | Onshore |  |  | C | 506400000 | 36600000 | 140666666.6667 | 10166666.6667 | 21.1 | 1.525 | 5.8611 |  |  | 42200000 | 3050000 | 0.027093 |  |  |  | 0 |  | 37.04% | 77880000 |  | 20 | 1557600000 | 64900000 |  |  |  |  | 0.32512 |  | 0.09031 | 0.0019581 |  |  |  |  | Coastal
\cite{Zhang2017} | Zhang | 2017 |  | 2017 | 530.7872 | PA | MTCOD | China |  |  | 34000 |  | Onshore |  |  | O | 717400000 | 51850000 | 199277777.7778 | 14402777.7778 | 21.1 | 1.525 | 5.8611 |  |  | 59783333.3333 | 4320833.3333 | 0.042855 |  |  |  | 0 |  | 23.42% | 69750000 |  | 20 | 1395000000 | 41029411.7647 |  |  |  |  | 0.51427 |  | 0.14285 | 0.0030974 |  |  |  |  | Coastal
\cite{Zhang2017} | Zhang | 2017 |  | 2017 | 530.7872 | PA | MTCOD | China |  |  | 100000 |  | Offshore |  |  | C | 4385000000 | 467500000 | 1218055555.5556 | 129861111.1111 | 43.85 | 4.675 | 12.1806 |  |  | 365416666.6667 | 38958333.3333 | 0.055297 |  |  |  | 0 |  | 37.72% | 330410000 |  | 20 | 6608200000 | 66082000 |  |  |  |  | 0.66357 |  | 0.18432 | 0.0058955
\cite{Zhang2017} | Zhang | 2017 |  | 2017 | 530.7872 | PA | MTCOD | China |  |  | 200000 |  | Offshore |  |  | C | 8770000000 | 935000000 | 2436111111.1111 | 259722222.2222 | 43.85 | 4.675 | 12.1806 |  |  | 730833333.3333 | 77916666.6667 | 0.06286 |  |  |  | 0 |  | 33.18% | 581320000 |  | 20 | 11626400000 | 58132000 |  |  |  |  | 0.75432 |  | 0.20953 | 0.0067017
\cite{Zhang2017} | Zhang | 2017 |  | 2017 | 530.7872 | PA | MTCOD | China |  |  | 300000 |  | Offshore |  |  | O | 13155000000 | 1402500000 | 3654166666.6667 | 389583333.3333 | 43.85 | 4.675 | 12.1806 |  |  | 1096250000 | 116875000 | 0.07348 |  |  |  | 0 |  | 28.38% | 745950000 |  | 20 | 14919000000 | 49730000 |  |  |  |  | 0.88176 |  | 0.24493 | 0.007834
\cite{Zhang2017} | Zhang | 2017 |  | 2017 | 530.7872 | PA | MTCOD | China |  |  | 102000 |  | Offshore |  |  | O | 4472700000 | 476850000 | 1242416666.6667 | 132458333.3333 | 43.85 | 4.675 | 12.1806 |  |  | 372725000 | 39737500 | 0.067805 |  |  |  | 0 |  | 30.76% | 274850000 |  | 20 | 5497000000 | 53892156.8627 |  |  |  |  | 0.81366 |  | 0.22602 | 0.0072289
\cite{Zhang2017} | Zhang | 2017 |  | 2017 | 530.7872 | PA | MTCOD | China |  |  | 102200 |  | Offshore |  |  | O | 4481470000 | 477785000 | 1244852777.7778 | 132718055.5556 | 43.85 | 4.675 | 12.1806 |  |  | 373455833.3333 | 39815416.6667 | 0.079149 |  |  |  | 0 |  | 26.35% | 235920000 |  | 20 | 4718400000 | 46168297.456 |  |  |  |  | 0.94979 |  | 0.26383 | 0.0084383
\cite{Zhang2017} | Zhang | 2017 |  | 2017 | 530.7872 | PA | MTCOD | China |  |  | 400000 |  | Offshore |  |  | C | 17540000000 | 1870000000 | 4872222222.2222 | 519444444.4444 | 43.85 | 4.675 | 12.1806 |  |  | 1461666666.6667 | 155833333.3333 | 0.052035 |  |  |  | 0 |  | 40.08% | 1404500000 |  | 20 | 28090000000 | 70225000 |  |  |  |  | 0.62442 |  | 0.17345 | 0.0055476
\cite{Zhang2017} | Zhang | 2017 |  | 2017 | 530.7872 | PA | MTCOD | China |  |  | 50000 |  | Offshore |  |  | O | 2192500000 | 233750000 | 609027777.7778 | 64930555.5556 | 43.85 | 4.675 | 12.1806 |  |  | 182708333.3333 | 19479166.6667 | 0.057455 |  |  |  | 0 |  | 36.3% | 159000000 |  | 20 | 3180000000 | 63600000 |  |  |  |  | 0.68947 |  | 0.19152 | 0.0061255
\cite{Zhang2017} | Zhang | 2017 |  | 2017 | 530.7872 | PA | MTCOD | China |  |  | 250000 |  | Offshore |  |  | C | 10962500000 | 1168750000 | 3045138888.8889 | 324652777.7778 | 43.85 | 4.675 | 12.1806 |  |  | 913541666.6667 | 97395833.3333 | 0.052415 |  |  |  | 0 |  | 39.79% | 871450000 |  | 20 | 17429000000 | 69716000 |  |  |  |  | 0.62898 |  | 0.17472 | 0.0055881
\cite{Walmsley2017} | Walmsley | 2017 |  | 2017 | 530.7872 | PA | MTCOD | New Zealand | 3000 | 31 | 93000 |  | Onshore | 90 | 65 | O | #REF! |  | #REF! | 0 | #REF! |  | #REF! |  | 30 | #REF! |  | #REF! |  | 37674418.6047 |  | 0.4051 |  | 44.19% | 360000000 |  | 20 | 7200000000 | 77419354.8387 |  |  |  |  | #REF! |  | #REF! | 0 |  | 5.2326
\cite{Walmsley2017} | Walmsley | 2017 |  | 2017 | 530.7872 | PA | MTCOD | New Zealand | 2306.4516 | 62 | 143000 |  | Onshore | 82 | 68 | O | #REF! |  | #REF! | 0 | #REF! |  | #REF! |  | 30 | #REF! |  | #REF! |  | 67011235.9551 |  | 0.46861 |  | 39.67% | 497000000 |  | 20 | 9940000000 | 69510489.5105 |  |  |  |  | #REF! |  | #REF! |  |  | 6.7416
\cite{Walmsley2017} | Walmsley | 2017 |  | 2017 | 530.7872 | PA | MTCOD | New Zealand | 3000 | 12 | 36000 |  | Onshore | 90 | 80 | O | #REF! |  | #REF! | 0 | #REF! |  | #REF! |  | 30 | #REF! |  | #REF! |  | 14736842.1053 |  | 0.40936 |  | 33.3% | 105000000 |  | 20 | 2100000000 | 58333333.3333 |  |  |  |  | #REF! |  | #REF! |  |  | 7.0175
\cite{Walmsley2017} | Walmsley | 2017 |  | 2017 | 530.7872 | PA | MTCOD | New Zealand | 2300 | 28 | 64400 |  | Onshore | 101 | 80 | O | #REF! |  | #REF! | 0 | #REF! |  | #REF! |  | 30 | #REF! |  | #REF! |  | 34979757.085 |  | 0.54316 |  | 42.54% | 240000000 |  | 20 | 4800000000 | 74534161.4907 |  |  |  |  | #REF! |  | #REF! |  |  | 7.2874
\cite{Walmsley2017} | Walmsley | 2017 |  | 2017 | 530.7872 | PA | MTCOD | New Zealand | 2000 | 29 | 58000 |  | Onshore | 80 | 70 | O | #REF! |  | #REF! | 0 | #REF! |  | #REF! |  | 30 | #REF! |  | #REF! |  | 29608988.764 |  | 0.5105 |  | 36.02% | 183000000 |  | 20 | 3660000000 | 63103448.2759 |  |  |  |  | #REF! |  | #REF! |  |  | 8.0899
\cite{Walmsley2017} | Walmsley | 2017 |  | 2017 | 530.7872 | PA | MTCOD | New Zealand | 1654.5455 | 55 | 91000 |  | Onshore | 80 | 70 | O | #REF! |  | #REF! | 0 | #REF! |  | #REF! |  | 30 | #REF! |  | #REF! |  | 55450236.9668 |  | 0.60934 |  | 40.77% | 325000000 |  | 20 | 6500000000 | 71428571.4286 |  |  |  |  | #REF! |  | #REF! |  |  | 8.5308
\cite{Walmsley2017} | Walmsley | 2017 |  | 2017 | 530.7872 | PA | MTCOD | New Zealand | 650.4854 | 103 | 67000 |  | Onshore | 47 | 50 | O | #REF! |  | #REF! | 0 | #REF! |  | #REF! |  | 30 | #REF! |  | #REF! |  | 70909090.9091 |  | 1.0583 |  | 44.3% | 260000000 |  | 20 | 5200000000 | 77611940.2985 |  |  |  |  | #REF! |  | #REF! |  |  | 13.6364
\cite{Walmsley2017} | Walmsley | 2017 |  | 2017 | 530.7872 | PA | MTCOD | New Zealand | 855.5556 | 9 | 7700 |  | Onshore | 52 | 45 | O | #REF! |  | #REF! | 0 | #REF! |  | #REF! |  | 30 | #REF! |  | #REF! |  | 6023529.4118 |  | 0.78228 |  | 37.95% | 25600000 |  | 20 | 512000000 | 66493506.4935 |  |  |  |  | #REF! |  | #REF! |  |  | 11.7647
\cite{Walmsley2017} | Walmsley | 2017 |  | 2017 | 530.7872 | PA | MTCOD | New Zealand | 500 | 97 | 48500 |  | Onshore | 33 | 30 | O | #REF! |  | #REF! | 0 | #REF! |  | #REF! |  | 30 | #REF! |  | #REF! |  | 48000000 |  | 0.98969 |  | 28.72% | 122000000 |  | 20 | 2440000000 | 50309278.3505 |  |  |  |  | #REF! |  | #REF! |  |  | 19.6721
\cite{Walmsley2017} | Walmsley | 2017 |  | 2017 | 530.7872 | PA | MTCOD | New Zealand | 580 | 15 | 8700 |  | Onshore | 40 | 46 | O | #REF! |  | #REF! | 0 | #REF! |  | #REF! |  | 30 | #REF! |  | #REF! |  | 9485029.9401 |  | 1.0902 |  | 28.87% | 22000000 |  | 20 | 440000000 | 50574712.6437 |  |  |  |  | #REF! |  | #REF! |  |  | 21.5569
\cite{Walmsley2017} | Walmsley | 2017 |  | 2017 | 530.7872 | PA | MTCOD | New Zealand | 230 | 1 | 230 |  | Onshore | 30 | 31.5 | O | #REF! |  | #REF! | 0 | #REF! |  | #REF! |  | 30 | #REF! |  | #REF! |  | 522000 |  | 2.2696 |  | 43.18% | 870000 |  | 20 | 17400000 | 75652173.913 |  |  |  |  | #REF! |  | #REF! |  |  | 30
\cite{Nagashima2015} | Nagashima | 2015 |  | 2015 | 427.659 | Hybrid | MCO | Japan | 1650 | 1 | 1650 | Vestas V82-1.65 MW | Onshore | 82 |  | C | 27790000 |  | 7719444.4444 | 0 | 16.8424 |  | 4.6785 |  |  | 2315833.3333 |  | 0.040066 |  | 2253520 |  | 1.3658 |  | 19.99% | 2890000 |  | 20 | 57800000 | 35030303.0303 |  |  |  |  | 0.4808 |  | 0.040066 |  |  | 38.9882
\cite{Stanek2018} | Stanek | 2018 |  | 2018 | 580.4044 | PA | MCO | Poland | 2000 | 1 | 2000 |  |  |  |  | C |  |  | 0 | 0 |  |  | 0 |  |  |  |  | 0.0261 |  |  |  | 0 | [11 empty] | #DIV/0! |  | 0.087
\cite{Stanek2018} | Stanek | 2018 |  | 2018 | 580.4044 | PA | MCO | Italy | 2000 | 1 | 2000 |  |  |  |  | C |  |  | 0 | 0 |  |  | 0 |  |  |  |  | 0.0189 |  |  |  | 0 | [11 empty] | #DIV/0! |  | 0.063
\cite{Danthurebandara2018} | Danthurebandara | 2018 |  | 2018 | 580.4044 | PA | MCOD | Sri Lanka | 2000 | 1 | 2000 |  |  |  |  | C |  |  | 0 | 0 |  |  | 0 |  |  |  |  | 0 |  | 4655792 |  | 2.3279 |  | 22.83% | 4000000 |  | 20 | 80000000 | 40000000 |  |  |  |  | 0 |  |  |  |  | 58.1974
\cite{Gao2019} | Gao | 2019 |  | 2019 | 643.4357 | PA | MTCOD | China | 1500 | 134 | 201000 | Mix of Dongfang FD77B/61.5 and Jinfeng GW82-1500/70 | Onshore |  |  | O | 2261630800 |  | 628230777.7778 | 0 | 11.2519 |  | 3.1255 |  |  | 188469233.3333 |  | 0.022544 |  | 431292400 |  | 2.1457 |  | 23.74% | 418000000 |  | 20 | 8360000000 | 41592039.801 |  |  |  |  | 0.27053 |  | 0.075147 |  |  | 51.59 |  |  | Located in Gobi desert
\cite{Gao2019} | Gao | 2019 |  | 2019 | 643.4357 | PA | MTCOD | China | 850 | 26 | 22100 | Gamesa G8X-850 kW | Onshore |  |  | O | 306000000 |  | 85000000 | 0 | 13.8462 |  | 3.8462 |  |  | 25500000 |  | 0.021357 |  | 78720420 |  | 3.562 |  | 30.84% | 59700000 |  | 20 | 1194000000 | 54027149.3213 |  |  |  |  | 0.25628 |  | 0.071189 |  |  | 65.93 |  |  | Wanghai Temple wind farm
\cite{Gao2019} | Gao | 2019 |  | 2019 | 643.4357 | PA | MTCOD | China | 850 | 142 | 120700 | Vestas V52-850 kW | Onshore |  |  | O | 2469000000 |  | 685833333.3333 | 0 | 20.4557 |  | 5.6821 |  |  | 205750000 |  | 0.036096 |  | 493278000 |  | 4.0868 |  | 26.95% | 285000000 |  | 20 | 5700000000 | 47224523.6123 |  |  |  |  | 0.43316 |  | 0.12032 |  |  | 86.54 |  |  | Saihan Dam wind farm
\cite{Lombardi2018} | Lombardi | 2018 |  | 2018 | 580.4044 | PA | MTCOD | Italy | 1 | 1 | 1 | Skyline-10 | Onshore | 2 | 2 |  | 37760 |  | 10488.8889 | 0 | 37.76 |  | 10.4889 |  |  | 3146.6667 |  | 0.19667 |  | 3600 |  | 3.6 |  | 9.132% | 800 |  | 20 | 16000 | 16000000 |  |  |  |  | 2.36 |  | 0.65556 |  |  | 225
\cite{Lombardi2018} | Lombardi | 2018 |  | 2018 | 580.4044 | PA | MTCOD | Italy | 3 | 1 | 3 | Skyline-30 | Onshore | 3.2 | 3.5 |  | 90024 |  | 25006.6667 | 0 | 30.008 |  | 8.3356 |  |  | 7502 |  | 0.155 |  | 8566.8 |  | 2.8556 |  | 9.209% | 2420 |  | 20 | 48400 | 16133333.3333 |  |  |  |  | 1.86 |  | 0.51667 |  |  | 177
\cite{Greening2013} | Greening | 2013 |  | 2013 | 310.3667 | PA | MTCOD | UK | 6 | 1 | 6 |  | Onshore | 5.5 | 9 | [12 empty] | 0 |  | 7519.2 |  | 1.2532 |  | 14.84% | 7800 |  | 20 | 156000 | 26000000 |  |  |  |  | 0 |  | 0 |  |  | 48.2
\cite{Greening2013} | Greening | 2013 |  | 2013 | 310.3667 | PA | MTCOD | UK | 6 | 1 | 6 |  | Onshore | 5.5 | 9 | [12 empty] | 0 |  | 7519.2 |  | 1.2532 |  | 19.03% | 10000 |  | 20 | 200000 | 33333333.3333 |  |  |  |  | 0 |  | 0 |  |  | 37.596
\cite{Greening2013} | Greening | 2013 |  | 2013 | 310.3667 | PA | MTCOD | UK | 6 | 1 | 6 |  | Onshore | 5.5 | 9 | [12 empty] | 0 |  | 7519.2 |  | 1.2532 |  | 34.25% | 18000 |  | 20 | 360000 | 60000000 |  |  |  |  | 0 |  | 0 |  |  | 20.8867
\cite{Cherif2016} | Cherif | 2016 |  | 2016 | 480.7344 | PA | MCOD |  | 1 | 1 | 1 | Bergery BWC XL1 | Onshore |  |  |  | 12396 |  | 3443.3333 |  | 12.396 |  | 3.4433 |  |  | 1033 | [5 empty] | 0 | [11 empty] | #DIV/0!
\cite{Cherif2016} | Cherif | 2016 |  | 2016 | 480.7344 | PA | MCOD |  | 1.5 | 1 | 1.5 | Bergery BWC X1.5 | Onshore |  |  |  | 17613 |  | 4892.5 |  | 11.742 |  | 3.2617 |  |  | 1467.75 | [5 empty] | 0 | [11 empty] | #DIV/0!
\cite{Cherif2016} | Cherif | 2016 |  | 2016 | 480.7344 | PA | MCOD |  | 10 | 1 | 10 | Bergery BWC 10 | Onshore |  |  |  | 94589 |  | 26274.7222 |  | 9.4589 |  | 2.6275 |  |  | 7882.4167 | [5 empty] | 0 | [11 empty] | #DIV/0!
\cite{Cherif2016} | Cherif | 2016 |  | 2016 | 480.7344 | PA | MCOD |  | 0.6 | 1 | 0.6 | Proven 0.6 | Onshore |  |  |  | 12874 |  | 3576.1111 |  | 21.4567 |  | 5.9602 |  |  | 1072.8333 | [5 empty] | 0 | [11 empty] | #DIV/0!
\cite{Cherif2016} | Cherif | 2016 |  | 2016 | 480.7344 | PA | MCOD |  | 2.5 | 1 | 2.5 | Proven 2.5 | Onshore |  |  |  | 29240 |  | 8122.2222 |  | 11.696 |  | 3.2489 |  |  | 2436.6667 | [5 empty] | 0 | [11 empty] | #DIV/0!
\cite{Cherif2016} | Cherif | 2016 |  | 2016 | 480.7344 | PA | MCOD |  | 6 | 1 | 6 | Proven 6 | Onshore |  |  |  | 66281 |  | 18411.3889 |  | 11.0468 |  | 3.0686 |  |  | 5523.4167 | [5 empty] | 0 | [11 empty] | #DIV/0!
\cite{Cherif2016} | Cherif | 2016 |  | 2016 | 480.7344 | PA | MCOD |  | 15 | 1 | 15 | Proven 15 | Onshore |  |  |  | 151990 |  | 42219.4444 |  | 10.1327 |  | 2.8146 |  |  | 12665.8333 | [5 empty] | 0 | [11 empty] | #DIV/0!
\cite{Cherif2016} | Cherif | 2016 |  | 2016 | 480.7344 | PA | MCOD |  | 0.6 | 1 | 0.6 | Nera 700 | Onshore |  |  |  | 6818.9 |  | 1894.1389 |  | 11.3648 |  | 3.1569 |  |  | 568.2417 | [5 empty] | 0 | [11 empty] | #DIV/0!
\cite{Cherif2016} | Cherif | 2016 |  | 2016 | 480.7344 | PA | MCOD |  | 1 | 1 | 1 | Nera 1000 | Onshore |  |  |  | 9376.3 |  | 2604.5278 |  | 9.3763 |  | 2.6045 |  |  | 781.3583 | [5 empty] | 0 | [11 empty] | #DIV/0!
\cite{Cherif2016} | Cherif | 2016 |  | 2016 | 480.7344 | PA | MCOD |  | 0.4 | 1 | 0.4 | PWPY-400L | Onshore |  |  |  | 5311.6 |  | 1475.4444 |  | 13.279 |  | 3.6886 |  |  | 442.6333 | [5 empty] | 0 | [11 empty] | #DIV/0!
\cite{Cherif2016} | Cherif | 2016 |  | 2016 | 480.7344 | PA | MCOD |  | 0.6 | 1 | 0.6 | PWPY-600L | Onshore |  |  |  | 6523.2 |  | 1812 |  | 10.872 |  | 3.02 |  |  | 543.6 | [5 empty] | 0 | [11 empty] | #DIV/0!
\cite{Cherif2016} | Cherif | 2016 |  | 2016 | 480.7344 | PA | MCOD |  | 1 | 1 | 1 | PWPY-1000L | Onshore |  |  |  | 8631.9 |  | 2397.75 |  | 8.6319 |  | 2.3977 |  |  | 719.325 | [5 empty] | 0 | [11 empty] | #DIV/0!
\cite{Cherif2016} | Cherif | 2016 |  | 2016 | 480.7344 | PA | MCOD |  | 1.5 | 1 | 1.5 | PWPY-1500L | Onshore |  |  |  | 11280 |  | 3133.3333 |  | 7.52 |  | 2.0889 |  |  | 940 | [5 empty] | 0 | [11 empty] | #DIV/0!
\cite{Cherif2016} | Cherif | 2016 |  | 2016 | 480.7344 | PA | MCOD |  | 3 | 1 | 3 | PWPY-3000L | Onshore |  |  |  | 21086 |  | 5857.2222 |  | 7.0287 |  | 1.9524 |  |  | 1757.1667 | [5 empty] | 0 | [11 empty] | #DIV/0!
\cite{Cherif2016} | Cherif | 2016 |  | 2016 | 480.7344 | PA | MCOD |  | 0.9 | 1 | 0.9 | Whisper 100 | Onshore |  |  |  | 9419.1 |  | 2616.4167 |  | 10.4657 |  | 2.9071 |  |  | 784.925 | [5 empty] | 0 | [11 empty] | #DIV/0!
\cite{Cherif2016} | Cherif | 2016 |  | 2016 | 480.7344 | PA | MCOD |  | 1 | 1 | 1 | Whisper 200 | Onshore |  |  |  | 11135 |  | 3093.0556 |  | 11.135 |  | 3.0931 |  |  | 927.9167 | [5 empty] | 0 | [11 empty] | #DIV/0!
\cite{Cherif2016} | Cherif | 2016 |  | 2016 | 480.7344 | PA | MCOD |  | 3 | 1 | 3 | Whisper 500 | Onshore |  |  |  | 25541 |  | 7094.7222 |  | 8.5137 |  | 2.3649 |  |  | 2128.4167 | [5 empty] | 0 | [11 empty] | #DIV/0!
\cite{Cherif2016} | Cherif | 2016 |  | 2016 | 480.7344 | PA | MCOD |  | 2.5 | 1 | 2.5 | Kingspan KW3 | Onshore |  |  |  | 38830 |  | 10786.1111 |  | 15.532 |  | 4.3144 |  |  | 3235.8333 | [5 empty] | 0 | [11 empty] | #DIV/0!
\cite{Cherif2016} | Cherif | 2016 |  | 2016 | 480.7344 | PA | MCOD |  | 5.2 | 1 | 5.2 | Kingspan KW6 | Onshore |  |  |  | 77582 |  | 21550.5556 |  | 14.9196 |  | 4.1443 |  |  | 6465.1667 | [5 empty] | 0 | [11 empty] | #DIV/0!
\cite{Cherif2016} | Cherif | 2016 |  | 2016 | 480.7344 | PA | MCOD |  | 15 | 1 | 15 | Kingspan KW15 | Onshore |  |  |  | 172760 |  | 47988.8889 |  | 11.5173 |  | 3.1993 |  |  | 14396.6667 | [5 empty] | 0 | [11 empty] | #DIV/0!
\cite{Cherif2016} | Cherif | 2016 |  | 2016 | 480.7344 | PA | MCOD |  | 0.6 | 1 | 0.6 | Kestrel e160i | Onshore |  |  |  | 6779 |  | 1883.0556 |  | 11.2983 |  | 3.1384 |  |  | 564.9167 | [5 empty] | 0 | [11 empty] | #DIV/0!
\cite{Cherif2016} | Cherif | 2016 |  | 2016 | 480.7344 | PA | MCOD |  | 0.8 | 1 | 0.8 | Kestrel e230i | Onshore |  |  |  | 9213.7 |  | 2559.3611 |  | 11.5171 |  | 3.1992 |  |  | 767.8083 | [5 empty] | 0 | [11 empty] | #DIV/0!
\cite{Cherif2016} | Cherif | 2016 |  | 2016 | 480.7344 | PA | MCOD |  | 1 | 1 | 1 | Kestrel e300i | Onshore |  |  |  | 12738 |  | 3538.3333 |  | 12.738 |  | 3.5383 |  |  | 1061.5 | [5 empty] | 0 | [11 empty] | #DIV/0!
\cite{Cherif2016} | Cherif | 2016 |  | 2016 | 480.7344 | PA | MCOD |  | 3 | 1 | 3 | Kestrel e400n | Onshore |  |  |  | 31793 |  | 8831.3889 |  | 10.5977 |  | 2.9438 |  |  | 2649.4167 | [5 empty] | 0 | [11 empty] | #DIV/0!
\cite{Cherif2016} | Cherif | 2016 |  | 2016 | 480.7344 | PA | MCOD |  | 0.3 | 1 | 0.3 | Black 300 | Onshore |  |  |  | 3640.2 |  | 1011.1667 |  | 12.134 |  | 3.3706 |  |  | 303.35 | [5 empty] | 0 | [11 empty] | #DIV/0!
\cite{Cherif2016} | Cherif | 2016 |  | 2016 | 480.7344 | PA | MCOD |  | 0.6 | 1 | 0.6 | Black 600 | Onshore |  |  |  | 5454.8 |  | 1515.2222 |  | 9.0913 |  | 2.5254 |  |  | 454.5667 | [5 empty] | 0 | [11 empty] | #DIV/0!
\cite{Cherif2016} | Cherif | 2016 |  | 2016 | 480.7344 | PA | MCOD |  | 2 | 1 | 2 | Black 2000 | Onshore |  |  |  | 14375 |  | 3993.0556 |  | 7.1875 |  | 1.9965 |  |  | 1197.9167 | [5 empty] | 0 | [11 empty] | #DIV/0!
\cite{Sacchi2019} | Sacchi | 2019 |  | 2019 | 643.4357 | PA | MCOD | Denmark | 100 | 1 | 100 | Mix of 543 Danish onshore wind turbines with power rating 90-110 kW | Onshore | [14 empty] | 0 |  | 132000 | 9640 | 1.18 | 0.23 | 15.25% | 133603.2389 |  | 20 | 2672064.7773 | 26720647.7733 |  |  |  |  | 0 |  | 0 |  |  | 49.4 | 39.4
\cite{Sacchi2019} | Sacchi | 2019 |  | 2019 | 643.4357 | PA | MCOD | Denmark | 500 | 1 | 500 | Mix of 230 Danish onshore wind turbines with power rating 450-550 kW | Onshore | [14 empty] | 0 |  | 379000 | 31000 | 0.75 | 0.04 | 22.19% | 971794.8718 |  | 20 | 19435897.4359 | 38871794.8718 |  |  |  |  | 0 |  | 0 |  |  | 19.5 | 5.02
\cite{Sacchi2019} | Sacchi | 2019 |  | 2019 | 643.4357 | PA | MCOD | Denmark | 1000 | 1 | 1000 | Mix of 370 Danish onshore wind turbines with power rating 900-1100 kW | Onshore | [14 empty] | 0 |  | 765000 | 82200 | 0.75 | 0.02 | 19.76% | 1730769.2308 |  | 20 | 34615384.6154 | 34615384.6154 |  |  |  |  | 0 |  | 0 |  |  | 22.1 | 5.83
\cite{Sacchi2019} | Sacchi | 2019 |  | 2019 | 643.4357 | PA | MCOD | Denmark | 2000 | 1 | 2000 | Mix of 154 Danish onshore wind turbines with power rating 1800-2200 kW | Onshore | [14 empty] | 0 |  | 1560000 | 222000 | 0.81 | 0.11 | 25.01% | 4382022.4719 |  | 20 | 87640449.4382 | 43820224.7191 |  |  |  |  | 0 |  | 0 |  |  | 17.8 | 4.79
\cite{Sacchi2019} | Sacchi | 2019 |  | 2019 | 643.4357 | PA | MCOD | Denmark | 2000 | 1 | 2000 | Mix of 104 Danish offshore wind turbines with power rating 1800-2200 kW | Offshore | [14 empty] | 0 |  | 1650000 | 42000 | 0.83 | 0.02 | 37.08% | 6496062.9921 |  | 20 | 129921259.8425 | 64960629.9213 |  |  |  |  | 0 |  | 0 |  |  | 12.7 | 3.41
\cite{Lundie2019} | Lundie | 2019 |  | 2019 | 643.4357 | IO |  | UK | 2250 | 10 | 22500 | [5 empty] | 196550000 |  | 54597222.2222 |  | 8.7356 |  | 2.4265 |  |  | 16379166.6667 |  | 0.012223 |  | 18880000 |  | 0.83 |  | 33.99% | 67000000 |  | 20 | 1340000000 | 59555555.5556 |  |  |  |  | 0.14668 |  | 0.040744 |  |  | 14.0896
\cite{Lundie2019} | Lundie | 2019 |  | 2019 | 643.4357 | IO |  | Turkey | 2250 | 11 | 24750 | [5 empty] | 255926000 |  | 71090555.5556 |  | 10.3404 |  | 2.8723 |  |  | 21327166.6667 |  | 0.010098 |  | 24662000 |  | 0.83 |  | 48.71% | 105600000 |  | 20 | 2112000000 | 85333333.3333 |  |  |  |  | 0.12118 |  | 0.03366 |  |  | 11.6771
\cite{Lundie2019} | Lundie | 2019 |  | 2019 | 643.4357 | IO |  | Germany | 2250 | 1 | 2250 | [5 empty] | 33492000 |  | 9303333.3333 |  | 14.8853 |  | 4.1348 |  |  | 2791000 |  | 0.015335 |  | 3262000 |  | 0.83 |  | 46.17% | 9100000 |  | 20 | 182000000 | 80888888.8889 |  |  |  |  | 0.18402 |  | 0.051117 |  |  | 17.9231
\cite{Lundie2019} | Lundie | 2019 |  | 2019 | 643.4357 | IO |  | Germany | 3250 | 1 | 3250 | [5 empty] | 38111000 |  | 10586388.8889 |  | 11.7265 |  | 3.2574 |  |  | 3175916.6667 |  | 0.015568 |  | 3724000 |  | 0.83 |  | 35.83% | 10200000 |  | 20 | 204000000 | 62769230.7692 |  |  |  |  | 0.18682 |  | 0.051894 |  |  | 18.2549
\cite{Nock2019} | Nock | 2019 |  | 2019 | 643.4357 |  |  | USA |  |  |  |  | Onshore | [14 empty] | #DIV/0! |  |  |  | 0.039 | [11 empty] | #DIV/0! |  | #DIV/0!
\cite{Nock2019} | Nock | 2019 |  | 2019 | 643.4357 |  |  | USA |  |  |  |  | Offshore | [14 empty] | #DIV/0! |  |  |  | 0.041 | [11 empty] | #DIV/0! |  | #DIV/0!
\cite{Velez-Henao2021} | Velez-Henao | 2021 | 2004 | 2004 | 46.3965 | Hybrid | MTCOD | Colombia | 1300 | 15 | 19500 | Nordex N60/1300 kW | Onshore | 60 | 60 | [12 empty] | 0 |  | 18510055.2 |  | 0.94923 |  | 42% | 71744400 |  | 20 | 1434888000 | 73584000 |  |  |  |  | 0 |  | 0 |  |  | 12.9
\cite{Kumar2015} | Kumar | 2015 |  | 2015 | 427.659 | IO | MTCOD | USA | 1500 | 1 | 1500 | Mix of turbines for US wind industry | Onshore | [14 empty] | 0 |  | 1912300 |  | 1.2749 |  | 20.41% | 2681313 |  | 25 | 67032825 | 44688550 |  |  |  |  | 0 |  | 0 |  |  | 28.5278 |  |  | Minimum elec. generation
\cite{Kumar2015} | Kumar | 2015 |  | 2015 | 427.659 |  |  | USA | 1500 | 1 | 1500 | [16 empty] | 0 |  | 1912300 |  | 1.2749 |  | 31.12% | 4088855 |  | 25 | 102221375 | 68147583.3333 |  |  |  |  | 0 |  | 0 |  |  | 18.7074 |  |  | Mean elec. generation
\cite{Kumar2015} | Kumar | 2015 |  | 2015 | 427.659 |  |  | USA | 1500 | 1 | 1500 | [16 empty] | 0 |  | 1912300 |  | 1.2749 |  | 40.01% | 5257528 |  | 25 | 131438200 | 87625466.6667 |  |  |  |  | 0 |  | 0 |  |  | 14.549 |  |  | Maximum elec. generation
\cite{Talens Peiro2022} | Talens Peiro | 2022 |  | 2022 | 741.3972 | PA | MTCOD | EU |  |  |  | DD-EESG | Onshore | [7 empty] | 4.382 | [6 empty] | #DIV/0! |  |  |  | 0.353 | [11 empty] | #DIV/0! |  | #DIV/0!
\cite{Talens Peiro2022} | Talens Peiro | 2022 |  | 2022 | 741.3972 | PA | MTCOD | EU |  |  |  | DD-PMSG | Onshore | [7 empty] | 4.166 | [6 empty] | 0 |  |  |  | 0.326 | [11 empty] | #DIV/0!
\cite{Talens Peiro2022} | Talens Peiro | 2022 |  | 2022 | 741.3972 | PA | MTCOD | EU |  |  |  | GB-PMSG | Onshore | [7 empty] | 4.058 | [6 empty] | 0 |  |  |  | 0.329 | [11 empty] | #DIV/0!
\cite{Talens Peiro2022} | Talens Peiro | 2022 |  | 2022 | 741.3972 | PA | MTCOD | EU |  |  |  | GB-DFIG | Onshore | [7 empty] | 3.96 | [6 empty] | 0 |  |  |  | 0.319 | [11 empty] | #DIV/0!
\cite{Maier2017} | Maier | 2017 |  | 2017 | 530.7872 | PA | MTCOD | EU |  | 1 | 5000 |  | Offshore |  |  | C | [11 empty] | 0 | [10 empty] | 0 |  |  |  |  | #DIV/0! |  |  |  |  | 6.8 |  |  | Reduced technology matrix
\cite{Angelakoglou2014} | Angelakoglou | 2014 |  | 2014 | 360.6852 | PA | MTCOD | EU | 3000 | 1 | 3000 |  | Onshore | 90 | 85 | C | [11 empty] | 0 |  | 1520000 |  | 0.50667 |  | 19.03% | 5001000 |  | 25 | 125025000 | 41675000 |  |  |  |  | 0 |  |  |  |  | 12.1576 |  |  | Inland
\cite{Angelakoglou2014} | Angelakoglou | 2014 |  | 2014 | 360.6852 | PA | MTCOD | EU | 3000 | 1 | 3000 |  | Onshore | 90 | 95 | C | [11 empty] | 0 |  | 2736000 |  | 0.912 |  | 41.82% | 10989000 |  | 25 | 274725000 | 91575000 |  |  |  |  | 0 |  |  |  |  | 9.959 |  |  | Coastal
\cite{Angelakoglou2014} | Angelakoglou | 2014 |  | 2014 | 360.6852 | PA | MTCOD | EU | 3000 | 1 | 3000 |  | Offshore | 90 | 105 | C | [11 empty] | 0 |  | 4256000 |  | 1.4187 |  | 59.05% | 15519000 |  | 25 | 387975000 | 129325000 |  |  |  |  | 0 |  |  |  |  | 10.9698
\cite{Ji2016} | Ji | 2016 |  | 2016 | 480.7344 | IO | MTCOD | China | 2000 | 24 | 48000 |  | Onshore |  |  | O | [11 empty] | 0 |  | 14490000 |  | 0.30188 |  | 30.27% | 127280000 |  | 20 | 2545600000 | 53033333.3333 |  |  |  |  | 0 |  |  |  |  | 5.6922
\cite{Vargas2015} | Vargas | 2015 |  | 2015 | 427.659 | PA | MTCOD | Mexico | 2000 | 1 | 2000 |  | Onshore | 80 |  | C | [11 empty] | 0 |  | 403560 |  | 0.20178 |  | 22.5% | 3942000 |  | 20 | 78840000 | 39420000 |  |  |  |  | 0 |  |  |  |  | 5.1187 |  |  | Turbine A
\cite{Vargas2015} | Vargas | 2015 |  | 2015 | 427.659 | PA | MTCOD | Mexico | 2000 | 1 | 2000 |  | Onshore | 80 |  | C | [11 empty] | 0 |  | 551940 |  | 0.27597 |  | 22.5% | 3942000 |  | 20 | 78840000 | 39420000 |  |  |  |  | 0 |  |  |  |  | 7.0008 |  |  | Turbine B
\cite{Wang2016} | Wang | 2016 |  | 2016 | 480.7344 | PA | MTCOD | Hong Kong | 6 | 2 | 12 |  | Onshore |  |  | O | [11 empty] | 0 |  | 565446882 |  | 47120.5735 |  | 0.09522% | 100.1 |  | 20 | 2002 | 166833.3333 |  |  |  |  | 0 |  |  |  |  | 282441 |  |  | Includes battery storage
\cite{Li2021} | Li | 2021 |  | 2021 | 741.3972 | PA | MTCOD | China | 2000 | 20 | 40000 |  | Onshore |  |  | O | [11 empty] | 0 |  | 52331000 | 6930.5 | 1.3083 | 0.00017326 | 26.46% | 92700000 |  | 20 | 1854000000 | 46350000 |  |  |  |  | 0 |  |  |  |  | 28.226 | 0.0037381 |  | Scenario 1
\cite{Li2021} | Li | 2021 |  | 2021 | 741.3972 | PA | MTCOD | China | 2000 | 20 | 40000 |  | Onshore |  |  | O | [11 empty] | 0 |  | 79171000 |  | 0.98964 |  | 26.46% | 92700000 |  | 40 | 3708000000 | 92700000 |  |  |  |  | 0 |  |  |  |  | 21.3514 | 0 |  | Scenario 2
\cite{Li2021} | Li | 2021 |  | 2021 | 741.3972 | PA | MTCOD | China | 2000 | 20 | 40000 |  | Onshore |  |  | O | [11 empty] | 0 |  | 104496000 |  | 0.8708 |  | 26.46% | 92700000 |  | 60 | 5562000000 | 139050000 |  |  |  |  | 0 |  |  |  |  | 18.7875 | 0 |  | Scenario 3
\cite{Li2021} | Li | 2021 |  | 2021 | 741.3972 | PA | MTCOD | China | 2000 | 20 | 40000 |  | Onshore |  |  | O | [11 empty] | 0 |  | 130871000 |  | 0.81794 |  | 26.46% | 92700000 |  | 80 | 7416000000 | 185400000 |  |  |  |  | 0 |  |  |  |  | 17.6471 | 0 |  | Scenario 4
\cite{Li2021} | Li | 2021 |  | 2021 | 741.3972 | PA | MTCOD | China | 2000 | 20 | 40000 |  | Onshore |  |  | O | [11 empty] | 0 |  | 159691000 |  | 0.79846 |  | 26.46% | 92700000 |  | 100 | 9270000000 | 231750000 |  |  |  |  | 0 |  |  |  |  | 17.2266 | 0 |  | Scenario 5
\cite{Li2021} | Li | 2021 |  | 2021 | 741.3972 | PA | MTCOD | China | 2000 | 20 | 40000 |  | Onshore |  |  | O | [11 empty] | 0 |  | 152398000 |  | 0.76199 |  | 26.46% | 92700000 |  | 100 | 9270000000 | 231750000 |  |  |  |  | 0 |  |  |  |  | 16.4399 | 0 |  | Scenario 6
\cite{Huang2017} | Huang | 2017 |  | 2017 | 530.7872 | PA | MTCOD | Taiwan | 2000 | 52 | 104000 | Vestas V80-2MW | Offshore |  |  | C | 1198080000 |  | 332800000 |  | 11.52 |  | 3.2 |  |  | 99840000 |  | 0.016 | [5 empty] | 34.25% | 312000000 |  | 20 | 6240000000 | 60000000 |  |  |  |  | 0.192 |  | 0.053333 | [5 empty] | Scenario 1 - no offshore substation without recycling
\cite{Huang2017} | Huang | 2017 |  | 2017 | 530.7872 | PA | MTCOD | Taiwan | 2000 | 52 | 104000 | Vestas V80-2MW | Offshore |  |  | C | 842400000 |  | 234000000 |  | 8.1 |  | 2.25 |  |  | 70200000 |  | 0.01125 | [5 empty] | 34.25% | 312000000 |  | 20 | 6240000000 | 60000000 |  |  |  |  | 0.135 |  | 0.0375 | [5 empty] | Scenario 1a - no offshore substation with recycling
\cite{Huang2017} | Huang | 2017 |  | 2017 | 530.7872 | PA | MTCOD | Taiwan | 2000 | 52 | 104000 | Vestas V80-2MW | Offshore |  |  | C | 1347840000 |  | 374400000 |  | 12.96 |  | 3.6 |  |  | 112320000 |  | 0.018 | [5 empty] | 34.25% | 312000000 |  | 20 | 6240000000 | 60000000 |  |  |  |  | 0.216 |  | 0.06 | [5 empty] | Scenario 2 - offshore substation without recycling
\cite{Huang2017} | Huang | 2017 |  | 2017 | 530.7872 | PA | MTCOD | Taiwan | 2000 | 52 | 104000 | Vestas V80-2MW | Offshore |  |  | C | 967200000 |  | 268666666.6667 |  | 9.3 |  | 2.5833 |  |  | 80600000 |  | 0.012917 | [5 empty] | 34.25% | 312000000 |  | 20 | 6240000000 | 60000000 |  |  |  |  | 0.155 |  | 0.043056 | [5 empty] | Scenario 2a - offshore substation with recycling
\cite{Gibon2017} | Gibon | 2017 |  | 2017 | 530.7872 | IO |  | EU |  |  |  | Mix of multiple multi-country regions | Onshore |  |  | O | 0 | [10 empty] | 0 | [10 empty] | #DIV/0! |  |  |  |  | #DIV/0! |  |  |  |  | 12.9648 | 8.6754
\cite{Gibon2017} | Gibon | 2017 |  | 2017 | 530.7872 | IO |  | EU |  |  |  | Mix of multiple multi-country regions | Offshore |  |  | O | 0 | [10 empty] | 0 | [10 empty] | #DIV/0! |  |  |  |  | #DIV/0! |  |  |  |  | 14.6299 | 2.9888 |  | Gravity-based concrete foundation
\cite{Gibon2017} | Gibon | 2017 |  | 2017 | 530.7872 | IO |  | EU |  |  |  | Mix of multiple multi-country regions | Offshore |  |  | O | 0 | [10 empty] | 0 | [10 empty] | #DIV/0! |  |  |  |  | #DIV/0! |  |  |  |  | 14.3919 | 2.9049 |  | Steel foundation
\cite{Elginoz2017} | Elginoz | 2017 |  | 2017 | 530.7872 | PA | MTCGOD | EU | 5000 | 77 | 385000 | NREL 5MW - floating structure | Offshore | 63 | 90 | C | 0 | [10 empty] | 0 |  | 308101659.0941 |  | 0.80026 |  | 23.05% | 777250000 |  | 25 | 19431250000 | 50470779.2208 |  |  |  |  | 0 |  |  |  |  | 15.856 |  |  | Each turbine includes three 1115 kW of wave energy generation. GWP impacts have been allocated based on the electricity output of the two systems: 87.6% wind, 12.4% wave
\cite{Elginoz2017} | Elginoz | 2017 |  | 2017 | 530.7872 | PA | MTCGOD | EU | 5000 | 77 | 385000 | NREL 5MW - floating structure | Offshore | 63 | 90 | C | 0 | [10 empty] | 0 |  | 400283750 |  | 1.0397 |  | 23.05% | 777250000 |  | 25 | 19431250000 | 50470779.2208 |  |  |  |  | 0 |  |  |  |  | 20.6 |  |  | Single-use platform
\cite{Martinez2018} | Martinez | 2018 |  | 2018 | 580.4044 | PA | MTCOD | Spain | 2000 | 1 | 2000 | Gamesa G8X - 2MW | Onshore | 60 | 70 | C | 0 | [10 empty] | 0 |  | 526400 |  | 0.2632 |  | 22.83% | 4000000 |  | 20 | 80000000 | 40000000 |  |  |  |  | 0 |  |  |  |  | 6.58
\cite{Martinez2018} | Martinez | 2018 |  | 2018 | 580.4044 | PA | MTCGOD | Spain | 2000 | 17 | 34000 | Gamesa G80 - 2MW | Onshore |  |  | C | 0 | [10 empty] | 0 |  | 25210500 |  | 0.74149 |  | 21.14% | 62962962.963 |  | 27 | 1700000000 | 50000000 |  |  |  |  | 0 |  |  |  |  | 0.01483 |  |  | Repowering of wind farm with 37 Gamesa G47 - 660 kW turbines after 7 years of operation
\cite{Martinez2018} | Martinez | 2018 |  | 2018 | 580.4044 | PA | MTCGOD | Spain | 660 | 37 | 24420 | Gamesa G47 - 660 kW | Onshore |  |  | O | 0 | [10 empty] | 0 |  | 12397400 |  | 0.50767 |  | 21.14% | 45222222.2222 |  | 20 | 904444444.4444 | 37037037.037 |  |  |  |  | 0 |  |  |  |  | 0.013707 |  |  | Assumes that capacity factor of site remains same before and after repowering
\cite{Martinez2018} | Martinez | 2018 |  | 2018 | 580.4044 | PA | MTCGOD | Spain | 2000 | 17 | 34000 | Gamesa G80 - 2MW | Onshore |  |  | C | 0 | [10 empty] | 0 |  | 13327100 |  | 0.39197 |  | 21.14% | 62962962.963 |  | 20 | 1259259259.2593 | 37037037.037 |  |  |  |  | 0 |  |  |  |  | 0.010583 |  |  | Assumes that capacity factor of site remains same before and after repowering
\cite{Oebels2013} | Oebels | 2013 |  | 2013 | 310.3667 | PA | MTCO | Brazil | 1500 | 14 | 21000 |  | Onshore |  |  | C | 0 | [10 empty] | 0 |  | 8946000 |  | 0.426 |  | 34.25% | 63000000 |  | 20 | 1260000000 | 60000000 |  |  |  |  | 0 |  |  |  |  | 7.1
\cite{Wang2012} | Wang | 2012 |  | 2012 | 270.8468 | PA | MTCOD | China | 1650 | 186 | 306900 | Vestas V82 - 1.65MW | Onshore |  |  | O | 0 | [10 empty] | 0 |  | 179667099.4536 |  | 0.58543 |  | 40.7% | 1094196708 |  | 20 | 21883934160 | 71306400 |  |  |  |  | 0 |  |  |  |  | 8.21
\cite{Wang2012} | Wang | 2012 |  | 2012 | 270.8468 | PA | MTCOD | China | 3000 | 100 | 300000 | Vestas V90 - 3MW | Offshore |  |  | O | 0 | [10 empty] | 0 |  | 170229646.08 |  | 0.56743 |  | 54.16% | 1423324800 |  | 20 | 28466496000 | 94888320 |  |  |  |  | 0 |  |  |  |  | 5.98
\cite{Wang2012} | Wang | 2012 |  | 2012 | 270.8468 | PA | MTCOD | China | 3000 | 100 | 300000 | Vestas V90 - 3MW | Onshore |  |  | O | 0 | [10 empty] | 0 |  | 78419204.64 |  | 0.2614 |  | 30.02% | 788925600 |  | 20 | 15778512000 | 52595040 |  |  |  |  | 0 |  |  |  |  | 4.97
\cite{Wang2012} | Wang | 2012 |  | 2012 | 270.8468 | PA | MTCOD | China | 850 | 116 | 98600 | Vestas V52 - 850kW | Onshore |  |  | O | 0 | [10 empty] | 0 |  | 0 |  | 0 |  | 23% | 198659280 |  | 20 | 3973185600 | 40296000 |  |  |  |  | 0
\cite{Al-Behadili2015} | Al-Behadili | 2015 |  | 2015 | 427.659 | PA | MTCOD | Libya | 1650 | 37 | 61050 |  |  |  |  | O | 387997200 |  | 107777000 |  | 6.3554 |  | 1.7654 |  |  | 32333100 |  | 0.0071308 |  | 47445023.9435 |  | 0.77715 |  | 42.39% | 226715000 |  | 20 | 4534300000 | 74271908.2719 |  |  |  |  | 0.085569 |  | 0.023769 |  |  | 10.4636 | 0.020334
\cite{Garcia-Teruel2022} | Garcia-Teruel | 2022 |  | 2022 | 741.3972 | PA | MTCOD | UK | 6000 | 5 | 30000 | SWT-6.0-120 | Offshore |  |  | O | 1749725290.8 | 240072727.5 | 486034803 | 66686868.75 | 58.3242 |  | 16.2012 |  |  | 145810440.9 | 20006060.625 | 0.044565 |  | 127569821.4 | 13136517.9 | 4.2523 | 0.43788 | 49.8% | 130874400 |  | 25 | 3271860000 | 109062000 |  |  |  |  | 0.53478 | 0.073375 | 0.14855 | 0.020382 |  | 38.99 | 4.015 |  | Spar case
\cite{Garcia-Teruel2022} | Garcia-Teruel | 2022 |  | 2022 | 741.3972 | PA | MTCOD | UK | 9500 | 5 | 47500 | v164-9.5 | Offshore |  |  | O | 1909689909.75 | 265368451.1625 | 530469419.375 | 73713458.6563 | 40.204 |  | 11.1678 |  |  | 159140825.8125 | 22114037.5969 | 0.038342 |  | 140331701.475 | 13053629.1375 | 2.9544 | 0.27481 | 39.9% | 166023900 |  | 25 | 4150597500 | 87381000 |  |  |  |  | 0.4601 | 0.063935 | 0.12781 | 0.01776 |  | 33.81 | 3.145 |  | Semi-sub case
\cite{Xu2018} | Xu | 2018 |  | 2018 | 580.4044 | PA | MTCOD | China |  |  | 49500 | 18 Goldwind G77-1500kW and 30 Goldwind S50-750kW turbines | Onshore |  |  | O | 0 |  |  |  | 0 |  | 0 |  |  | 0 |  | 0 |  | 22507300 |  | 0.45469 |  | 30% | 130100000 |  | 20 | 2602000000 | 52565656.5657 |  |  |  |  | 0 |  |  |  |  | 8.65
\cite{Wang2019} | Wang | 2019 |  | 2019 | 643.4357 | PA | MTCOD |  | 2000 | 1 | 2000 |  | Onshore |  |  | C | 0 |  |  |  | 0 |  | 0 |  |  | 0 |  | 0 |  | 33278190 |  | 16.6391 |  | 32.16% | 5634000 |  | 20 | 112680000 | 56340000 |  |  |  |  | 0 |  |  |  |  | 295.3336
\cite{Wang2019} | Wang | 2019 |  | 2019 | 643.4357 | PA | MTCOD |  | 2000 | 1 | 2000 |  | Offshore |  |  | C | 0 |  |  |  | 0 |  | 0 |  |  | 0 |  | 0 |  | 75904840 |  | 37.9524 |  | 46.16% | 8088000 |  | 20 | 161760000 | 80880000 |  |  |  |  | 0 |  |  |  |  | 469.2436
\cite{Kabayo2019} | Kabayo | 2019 |  | 2019 | 643.4357 |  |  | Portugal | 1941.516 | 2599 | 5046000 |  |  |  |  | O | 0 |  |  |  | 0 |  | 0 |  |  | 0 |  | 0 |  | 4875200000000 |  | 966.1514 |  | 27.57% | 12188000000 |  | 25 | 304700000000 | 60384462.9409 |  |  |  |  | 0 |  |  |  |  | 16
\cite{Jung2021} | Jung | 2021 |  | 2021 | 741.3972 | PA | MTCOD | EU | 811 | 1 | 811 |  | Onshore | 51 | 60 | C | 0 |  |  |  | 0 |  | 0 |  |  | 0 |  | 0 |  | 454000 |  | 0.5598 |  | 16.14% | 1146947.3684 |  | 20 | 22938947.3684 | 28284768.6417 |  |  |  |  | 0 |  |  |  |  | 19.7917 |  | 9.5 | R1
\cite{Jung2021} | Jung | 2021 |  | 2021 | 741.3972 | PA | MTCOD | EU | 811 | 1 | 811 |  | Onshore | 51 | 80 | C | 0 |  |  |  | 0 |  | 0 |  |  | 0 |  | 0 |  | 578000 |  | 0.7127 |  | 18.78% | 1333846.1538 |  | 20 | 26676923.0769 | 32893863.2268 |  |  |  |  | 0 |  |  |  |  | 21.6667 |  | 10.4 | R2
\cite{Jung2021} | Jung | 2021 |  | 2021 | 741.3972 | PA | MTCOD | EU | 2035 | 1 | 2035 |  | Onshore | 81 | 60 | C | 0 |  |  |  | 0 |  | 0 |  |  | 0 |  | 0 |  | 831000 |  | 0.40835 |  | 15.54% | 2770000 |  | 20 | 55400000 | 27223587.2236 |  |  |  |  | 0 |  |  |  |  | 15 |  | 7.2 | 1
\cite{Jung2021} | Jung | 2021 |  | 2021 | 741.3972 | PA | MTCOD | EU | 2027 | 1 | 2027 |  | Onshore | 81 | 80 | C | 0 |  |  |  | 0 |  |  |  |  | 0 |  | 0 |  | 1049000 |  | 0.51751 |  | 18.41% | 3269610.3896 |  | 20 | 65392207.7922 | 32260585.9853 |  |  |  |  | 0 |  |  |  |  | 16.0417 |  | 7.7 | 2
\cite{Jung2021} | Jung | 2021 |  | 2021 | 741.3972 | PA | MTCOD | EU | 2033 | 1 | 2033 |  | Onshore | 78 | 100 | C | 0 |  |  |  | 0 |  |  |  |  | 0 |  | 0 |  | 1204000 |  | 0.59223 |  | 19.79% | 3523902.439 |  | 20 | 70478048.7805 | 34667018.5836 |  |  |  |  | 0 |  |  |  |  | 17.0833 |  | 8.2 | 3
\cite{Jung2021} | Jung | 2021 |  | 2021 | 741.3972 | PA | MTCOD | EU | 2337 | 1 | 2337 |  | Onshore | 82 | 60 | C | 0 |  |  |  | 0 | [6 empty] | 0 |  | 835000 |  | 0.3573 |  | 15.06% | 3083076.9231 |  | 20 | 61661538.4615 | 26384911.6224 |  |  |  |  | 0 |  |  |  |  | 13.5417 |  | 6.5 | 4
\cite{Jung2021} | Jung | 2021 |  | 2021 | 741.3972 | PA | MTCOD | EU | 2341 | 1 | 2341 |  | Onshore | 82 | 80 | C | 0 |  |  |  | 0 | [6 empty] | 0 |  | 1065000 |  | 0.45493 |  | 17.81% | 3651428.5714 |  | 20 | 73028571.4286 | 31195459.8157 |  |  |  |  | 0 |  |  |  |  | 14.5833 |  | 7 | 5
\cite{Jung2021} | Jung | 2021 |  | 2021 | 741.3972 | PA | MTCOD | EU | 2342 | 1 | 2342 |  | Onshore | 95 | 100 | C | 0 |  |  |  | 0 | [6 empty] | 0 |  | 1555000 |  | 0.66396 |  | 23.94% | 4910526.3158 |  | 20 | 98210526.3158 | 41934468.9649 |  |  |  |  | 0 |  |  |  |  | 15.8333 |  | 7.6 | 6
\cite{Jung2021} | Jung | 2021 |  | 2021 | 741.3972 | PA | MTCOD | EU | 2355 | 1 | 2355 |  | Onshore | 94 | 120 | C | 0 |  |  |  | 0 | [6 empty] | 0 |  | 1788000 |  | 0.75924 |  | 25.37% | 5233170.7317 |  | 20 | 104663414.6341 | 44443063.5389 |  |  |  |  | 0 |  |  |  |  | 17.0833 |  | 8.2 | 7
\cite{Jung2021} | Jung | 2021 |  | 2021 | 741.3972 | PA | MTCOD | EU | 2371 | 1 | 2371 |  | Onshore | 97 | 140 | C | 0 |  |  |  | 0 | [6 empty] | 0 |  | 2118000 |  | 0.89329 |  | 27.81% | 5776363.6364 |  | 20 | 115527272.7273 | 48725125.5703 |  |  |  |  | 0 |  |  |  |  | 18.3333 |  | 8.8 | 8
\cite{Jung2021} | Jung | 2021 |  | 2021 | 741.3972 | PA | MTCOD | EU | 2687 | 1 | 2687 |  | Onshore | 108 | 80 | C | 0 |  |  |  | 0 | [6 empty] | 0 |  | 1511000 |  | 0.56234 |  | 21.7% | 5107605.6338 |  | 20 | 102152112.6761 | 38017161.3979 |  |  |  |  | 0 |  |  |  |  | 14.7917 |  | 7.1 | 9
\cite{Jung2021} | Jung | 2021 |  | 2021 | 741.3972 | PA | MTCOD | EU | 2687 | 1 | 2687 |  | Onshore | 112 | 100 | C | 0 |  |  |  | 0 | [6 empty] | 0 |  | 1909000 |  | 0.71046 |  | 25.61% | 6028421.0526 |  | 20 | 120568421.0526 | 44871016.3947 |  |  |  |  | 0 |  |  |  |  | 15.8333 |  | 7.6 | 10
\cite{Jung2021} | Jung | 2021 |  | 2021 | 741.3972 | PA | MTCOD | EU | 2781 | 1 | 2781 |  | Onshore | 112 | 120 | C | 0 |  |  |  | 0 | [6 empty] | 0 |  | 2221000 |  | 0.79863 |  | 27.35% | 6663000 |  | 20 | 133260000 | 47918015.1025 |  |  |  |  | 0 |  |  |  |  | 16.6667 |  | 8 | 11
\cite{Jung2021} | Jung | 2021 |  | 2021 | 741.3972 | PA | MTCOD | EU | 2641 | 1 | 2641 |  | Onshore | 116 | 140 | C | 0 |  |  |  | 0 | [6 empty] | 0 |  | 2658000 |  | 1.0064 |  | 31.33% | 7249090.9091 |  | 20 | 144981818.1818 | 54896561.2199 |  |  |  |  | 0 |  |  |  |  | 18.3333 |  | 8.8 | 12
\cite{Jung2021} | Jung | 2021 |  | 2021 | 741.3972 | PA | MTCOD | EU | 3032 | 1 | 3032 |  | Onshore | 95 | 80 | C | 0 |  |  |  | 0 | [6 empty] | 0 |  | 1283000 |  | 0.42315 |  | 16.8% | 4462608.6957 |  | 20 | 89252173.913 | 29436732.8209 |  |  |  |  | 0 |  |  |  |  | 14.375 |  | 6.9 | 13
\cite{Jung2021} | Jung | 2021 |  | 2021 | 741.3972 | PA | MTCOD | EU | 3026 | 1 | 3026 |  | Onshore | 120 | 100 | C | 0 |  |  |  | 0 | [6 empty] | 0 |  | 2085000 |  | 0.68903 |  | 25.86% | 6854794.5205 |  | 20 | 137095890.411 | 45305978.3248 |  |  |  |  | 0 |  |  |  |  | 15.2083 |  | 7.3 | 14
\cite{Jung2021} | Jung | 2021 |  | 2021 | 741.3972 | PA | MTCOD | EU | 3020 | 1 | 3020 |  | Onshore | 121 | 120 | C | 0 |  |  |  | 0 | [6 empty] | 0 |  | 2471000 |  | 0.81821 |  | 28.38% | 7506835.443 |  | 20 | 150136708.8608 | 49714142.0069 |  |  |  |  | 0 |  |  |  |  | 16.4583 |  | 7.9 | 15
\cite{Jung2021} | Jung | 2021 |  | 2021 | 741.3972 | PA | MTCOD | EU | 3001 | 1 | 3001 |  | Onshore | 123 | 140 | C | 0 |  |  |  | 0 | [6 empty] | 0 |  | 2864000 |  | 0.95435 |  | 31.13% | 8182857.1429 |  | 20 | 163657142.8571 | 54534202.8848 |  |  |  |  | 0 |  |  |  |  | 17.5 |  | 8.4 | 16
\cite{Jung2021} | Jung | 2021 |  | 2021 | 741.3972 | PA | MTCOD | EU | 3215 | 1 | 3215 |  | Onshore | 122 | 80 | C | 0 |  |  |  | 0 | [6 empty] | 0 |  | 1762000 |  | 0.54806 |  | 23.46% | 6607500 |  | 20 | 132150000 | 41104199.0669 |  |  |  |  | 0 |  |  |  |  | 13.3333 |  | 6.4 | 17
\cite{Jung2021} | Jung | 2021 |  | 2021 | 741.3972 | PA | MTCOD | EU | 3188 | 1 | 3188 |  | Onshore | 121 | 100 | C | 0 |  |  |  | 0 | [6 empty] | 0 |  | 2120000 |  | 0.66499 |  | 26.03% | 7268571.4286 |  | 20 | 145371428.5714 | 45599569.8154 |  |  |  |  | 0 |  |  |  |  | 14.5833 |  | 7 | 18
\cite{Jung2021} | Jung | 2021 |  | 2021 | 741.3972 | PA | MTCOD | EU | 3196 | 1 | 3196 |  | Onshore | 123 | 120 | C | 0 |  |  |  | 0 | [6 empty] | 0 |  | 2516000 |  | 0.78723 |  | 28.38% | 7945263.1579 |  | 20 | 158905263.1579 | 49720044.7928 |  |  |  |  | 0 |  |  |  |  | 15.8333 |  | 7.6 | 19
\cite{Jung2021} | Jung | 2021 |  | 2021 | 741.3972 | PA | MTCOD | EU | 3206 | 1 | 3206 |  | Onshore | 119 | 140 | C | 0 |  |  |  | 0 | [6 empty] | 0 |  | 2775000 |  | 0.86556 |  | 29.28% | 8222222.2222 |  | 20 | 164444444.4444 | 51292715.0482 |  |  |  |  | 0 |  |  |  |  | 16.875 |  | 8.1 | 20
\cite{Jung2021} | Jung | 2021 |  | 2021 | 741.3972 | PA | MTCOD | EU | 3363 | 1 | 3363 |  | Onshore | 115 | 80 | C | 0 |  |  |  | 0 | [6 empty] | 0 |  | 1634000 |  | 0.48588 |  | 20.8% | 6127500 |  | 20 | 122550000 | 36440677.9661 |  |  |  |  | 0 |  |  |  |  | 13.3333 |  | 6.4 | 21
\cite{Jung2021} | Jung | 2021 |  | 2021 | 741.3972 | PA | MTCOD | EU | 3309 | 1 | 3309 |  | Onshore | 111 | 100 | C | 0 |  |  |  | 0 | [6 empty] | 0 |  | 1891000 |  | 0.57147 |  | 23.72% | 6876363.6364 |  | 20 | 137527272.7273 | 41561581.3621 |  |  |  |  | 0 |  |  |  |  | 13.75 |  | 6.6 | 22
\cite{Jung2021} | Jung | 2021 |  | 2021 | 741.3972 | PA | MTCOD | EU | 3313 | 1 | 3313 |  | Onshore | 118 | 120 | C | 0 |  |  |  | 0 | [6 empty] | 0 |  | 2384000 |  | 0.71959 |  | 27.77% | 8058591.5493 |  | 20 | 161171830.9859 | 48648303.9499 |  |  |  |  | 0 |  |  |  |  | 14.7917 |  | 7.1 | 23
\cite{Jung2021} | Jung | 2021 |  | 2021 | 741.3972 | PA | MTCOD | EU | 3313 | 1 | 3313 |  | Onshore | 120 | 140 | C | 0 |  |  |  | 0 | [6 empty] | 0 |  | 2764000 |  | 0.83429 |  | 30.08% | 8728421.0526 |  | 20 | 174568421.0526 | 52691947.1937 |  |  |  |  | 0 |  |  |  |  | 15.8333 |  | 7.6 | 24
\cite{Jung2021} | Jung | 2021 |  | 2021 | 741.3972 | PA | MTCOD | EU | 3568 | 1 | 3568 |  | Onshore | 121 | 80 | C | 0 |  |  |  | 0 | [6 empty] | 0 |  | 1747000 |  | 0.48963 |  | 21.64% | 6762580.6452 |  | 20 | 135251612.9032 | 37906842.1814 |  |  |  |  | 0 |  |  |  |  | 12.9167 |  | 6.2 | 25
\cite{Jung2021} | Jung | 2021 |  | 2021 | 741.3972 | PA | MTCOD | EU | 3551 | 1 | 3551 |  | Onshore | 117 | 100 | C | 0 |  |  |  | 0 | [6 empty] | 0 |  | 2015000 |  | 0.56745 |  | 23.56% | 7327272.7273 |  | 20 | 146545454.5455 | 41268784.7213 |  |  |  |  | 0 |  |  |  |  | 13.75 |  | 6.6 | 26
\cite{Jung2021} | Jung | 2021 |  | 2021 | 741.3972 | PA | MTCOD | EU | 3550 | 1 | 3550 |  | Onshore | 125 | 120 | C | 0 |  |  |  | 0 | [6 empty] | 0 |  | 2574000 |  | 0.72507 |  | 27.59% | 8580000 |  | 20 | 171600000 | 48338028.169 |  |  |  |  | 0 |  |  |  |  | 15 |  | 7.2 | 27
\cite{Jung2021} | Jung | 2021 |  | 2021 | 741.3972 | PA | MTCOD | EU | 3569 | 1 | 3569 |  | Onshore | 129 | 140 | C | 0 |  |  |  | 0 | [6 empty] | 0 |  | 3042000 |  | 0.85234 |  | 30.33% | 9481558.4416 |  | 20 | 189631168.8312 | 53132857.6159 |  |  |  |  | 0 |  |  |  |  | 16.0417 |  | 7.7 | 28
\cite{Jung2021} | Jung | 2021 |  | 2021 | 741.3972 | PA | MTCOD | EU | 3553 | 1 | 3553 |  | Onshore | 128 | 160 | C | 0 |  |  |  | 0 | [6 empty] | 0 |  | 3370000 |  | 0.94849 |  | 31.69% | 9863414.6341 |  | 20 | 197268292.6829 | 55521613.4768 |  |  |  |  | 0 |  |  |  |  | 17.0833 |  | 8.2 | 29
\cite{Jung2021} | Jung | 2021 |  | 2021 | 741.3972 | PA | MTCOD | EU | 4201 | 1 | 4201 |  | Onshore | 134 | 100 | C | 0 |  |  |  | 0 | [6 empty] | 0 |  | 2407000 |  | 0.57296 |  | 24.15% | 8887384.6154 |  | 20 | 177747692.3077 | 42310805.1197 |  |  |  |  | 0 |  |  |  |  | 13.5417 |  | 6.5 | 30
\cite{Jung2021} | Jung | 2021 |  | 2021 | 741.3972 | PA | MTCOD | EU | 4202 | 1 | 4202 |  | Onshore | 141 | 120 | C | 0 |  |  |  | 0 | [6 empty] | 0 |  | 2992000 |  | 0.71204 |  | 27.87% | 10258285.7143 |  | 20 | 205165714.2857 | 48825729.2446 |  |  |  |  | 0 |  |  |  |  | 14.5833 |  | 7 | 31
\cite{Jung2021} | Jung | 2021 |  | 2021 | 741.3972 | PA | MTCOD | EU | 4201 | 1 | 4201 |  | Onshore | 134 | 140 | C | 0 |  |  |  | 0 | [6 empty] | 0 |  | 3193000 |  | 0.76006 |  | 27.76% | 10217600 |  | 20 | 204352000 | 48643656.2723 |  |  |  |  | 0 |  |  |  |  | 15.625 |  | 7.5 | 32
\cite{Jung2021} | Jung | 2021 |  | 2021 | 741.3972 | PA | MTCOD | EU | 4201 | 1 | 4201 |  | Onshore | 134 | 160 | C | 0 |  |  |  | 0 | [6 empty] | 0 |  | 3572000 |  | 0.85027 |  | 29.49% | 10851645.5696 |  | 20 | 217032911.3924 | 51662202.1881 |  |  |  |  | 0 |  |  |  |  | 16.4583 |  | 7.9 | 33
\cite{Raugei2018} | Raugei | 2018 |  | 2018 | 580.4044 | PA | MTCOD |  | 1000 | 1 | 1000 |  | Onshore |  |  | C | 9195600 |  |  |  | 9.1956 | [6 empty] | 0.01746 |  | 0 |  | 0 |  | 25.1% | 2194444.4444 |  | 20 | 43888888.8889 | 43888888.8889 |  |  |  |  | 0.20952 |  | 0.0582
\cite{Raugei2018} | Raugei | 2018 |  | 2018 | 580.4044 | PA | MTCOD | Chile | 1000 | 1 | 1000 |  | Onshore |  |  | C | 9327900 |  |  |  | 9.3279 | [6 empty] | 0.01581 |  | 0 |  | 0 |  | 28.1% | 2458333.3333 |  | 20 | 49166666.6667 | 49166666.6667 |  |  |  |  | 0.18972 |  | 0.0527
\cite{Tallaksen2015} | Tallaksen | 2015 |  | 2015 | 427.659 | PA | MTCOD | US | 1650 | 1 | 1650 | Vestas V82-1.65MW | Onshore |  |  | C | 0 |  |  |  | 0 | [6 empty] | 0 |  | 776061.8554 |  | 0.47034 |  | 41.2% | 5955048 |  | 20 | 119100960 | 72182400 |  |  |  |  | 0 |  |  |  |  | 6.516
\cite{Tallaksen2015} | Tallaksen | 2015 |  | 2015 | 427.659 | PA | MTCOD | Sweden | 1650 | 1 | 1650 | Vestas V82-1.65MW | Onshore |  |  | C | 0 |  |  |  | 0 | [6 empty] | 0 |  | 830437.8034 |  | 0.5033 |  | 39.7% | 5738238 |  | 20 | 114764760 | 69554400 |  |  |  |  | 0 |  |  |  |  | 7.236
\cite{Besseau2019} | Besseau | 2019 |  | 2019 | 643.4357 | PA | MTCOD | Denmark | 1000 | 1 | 1000 | Mix of Danish fleet | Onshore |  |  | O | 0 | [10 empty] | 0 |  |  |  | 0.742 |  | 19.1% | 1673160 |  |  | 0 | [5 empty] | #DIV/0! |  |  |  |  | 17.6
\cite{Besseau2019} | Besseau | 2019 |  | 2019 | 643.4357 | PA | MTCOD | Denmark | 2000 | 1 | 2000 | Mix of Danish fleet | Onshore |  |  | O | [15 empty] | 0.73 |  | 25% | 4380000 |  |  | 0 | [10 empty] | 15.5
\cite{Besseau2019} | Besseau | 2019 |  | 2019 | 643.4357 | PA | MTCOD | Denmark | 3500 | 1 | 3500 | Mix of Danish fleet | Onshore |  |  | O | [15 empty] | 0.833 |  | 30.3% | 9289980 |  |  | 0 | [10 empty] | 14.1
\cite{Besseau2019} | Besseau | 2019 |  | 2019 | 643.4357 | PA | MTCOD | Denmark | 2000 | 1 | 2000 | Mix of Danish fleet | Offshore |  |  | O | [15 empty] | 0.984 |  | 39.5% | 6920400 |  |  | 0 | [10 empty] | 13.6
\cite{Kouloumpis2020} | Kouloumpis | 2020 |  | 2020 | 741.3972 | PA | MTCOD | Poland | 5 | 1 | 5 | H-Rotor 5 kW Darrieus vertical axis wind turbine | Onshore |  |  | O | [17 empty] | 0.5% | 219 |  | 20 | 4380 | 876000 | [9 empty] | 2920 |  |  | Scenario A1 - no end-of-life
\cite{Kouloumpis2020} | Kouloumpis | 2020 |  | 2020 | 741.3972 | PA | MTCOD | Poland | 5 | 1 | 5 | H-Rotor 5 kW Darrieus vertical axis wind turbine | Onshore |  |  | O | [17 empty] | 9% | 3942 |  | 20 | 78840 | 15768000 | [9 empty] | 162 |  |  | Scenario A2 - no end-of-life
\cite{Kouloumpis2020} | Kouloumpis | 2020 |  | 2020 | 741.3972 | PA | MTCOD | Poland | 5 | 1 | 5 | H-Rotor 5 kW Darrieus vertical axis wind turbine | Onshore |  |  | O | [17 empty] | 20.5% | 8979 |  | 20 | 179580 | 35916000 | [9 empty] | 71.3 |  |  | Scenario A3 - no end-of-life
\cite{Kouloumpis2020} | Kouloumpis | 2020 |  | 2020 | 741.3972 | PA | MTCOD | Poland | 5 | 1 | 5 | H-Rotor 5 kW Darrieus vertical axis wind turbine | Onshore |  |  | O | [17 empty] | 0.5% | 219 |  | 20 | 4380 | 876000 | [9 empty] | 2270 |  |  | Scenario B1 - end-of-life included
\cite{Kouloumpis2020} | Kouloumpis | 2020 |  | 2020 | 741.3972 | PA | MTCOD | Poland | 5 | 1 | 5 | H-Rotor 5 kW Darrieus vertical axis wind turbine | Onshore |  |  | O | [17 empty] | 9% | 3942 |  | 20 | 78840 | 15768000 | [9 empty] | 126 |  |  | Scenario B2 - end-of-life included
\cite{Kouloumpis2020} | Kouloumpis | 2020 |  | 2020 | 741.3972 | PA | MTCOD | Poland | 5 | 1 | 5 | H-Rotor 5 kW Darrieus vertical axis wind turbine | Onshore |  |  | O | [17 empty] | 20.5% | 8979 |  | 20 | 179580 | 35916000 | [9 empty] | 55.5 |  |  | Scenario B3 - end-of-life included
\cite{Ortegon2013} | Ortegon | 2013 |  | 2013 | 310.3667 | PA | MTCOD |  | 2000 | 1 | 2000 |  | Onshore |  |  | C | 9529202 |  |  |  | 4.7646 | [8 empty] | 712927.36 |  | 0.984 |  | 35% | 6132000 |  | 20 | 122640000 | 61320000 |  |  |  |  | 0.077701 |  |  |  |  | 5.8132
\cite{Alvarez2015} | Alvarez | 2015 |  | 2015 | 427.659 | Hybrid | MTCGOD | Brazil | 2147.973 | 148 | 317900 | Enercon E-70/2000kW, E-82/2300kW, E-92/2300kW | Onshore |  |  | O |  |  |  |  | 0 | [8 empty] | 362455000 |  | 1.1402 |  | 35.5% | 988605420 |  | 20 | 19772108400 | 62196000 | [9 empty] | 18.3316
\cite{Atilgan2016} | Atilgan | 2016 |  | 2016 | 480.7344 | PA | MCOD | Turkey | 1935.4839 | 682 | 1320000 | Mix of Turkish fleet | Onshore |  |  | O |  |  |  |  | 0 | [8 empty] | 425736000 |  | 0.32253 |  | 25.22% | 2916000000 |  | 20 | 58320000000 | 44181818.1818 | [9 empty] | 7.3
\cite{Stenzel2017} | Stenzel | 2017 |  | 2017 | 530.7872 | PA | MTC | Portugal | 900 | 5 | 4500 | Enercon E44-900kW | Onshore |  |  | C | [13 empty] | 90750 |  | 0.020167
\cite{Li2020} | Li | 2020 |  | 2020 | 741.3972 | PA | MTCGOD | China | 1500 | 33 | 49500 |  | Onshore |  |  | O | [13 empty] | 10490830 |  | 0.21194 |  | 2.731% | 11843000 |  | 20 | 236860000 | 4785050.5051 | [9 empty] | 5.033 |  |  | Baseline scenario
\cite{Li2020} | Li | 2020 |  | 2020 | 741.3972 | PA | MTCGOD | China | 1500 | 33 | 49500 |  | Onshore |  |  | O | [32 empty] | 5.58 |  |  | Scenario S1: 5% curtailment, 30% recycling
\cite{Li2020} | Li | 2020 |  | 2020 | 741.3972 | PA | MTCGOD | China | 1500 | 33 | 49500 |  | Onshore |  |  | O | [32 empty] | 4.63 |  |  | Scenario S2: 5% curtailment, 50% recycling
\cite{Li2020} | Li | 2020 |  | 2020 | 741.3972 | PA | MTCGOD | China | 1500 | 33 | 49500 |  | Onshore |  |  | O | [32 empty] | 2.78 |  |  | Scenario S3: 5% curtailment, 90% recycling
\cite{Li2020} | Li | 2020 |  | 2020 | 741.3972 | PA | MTCGOD | China | 1500 | 33 | 49500 |  | Onshore |  |  | O | [32 empty] | 6.03 |  |  | Scenario S4: 12% curtailment, 30% recycling
\cite{Li2020} | Li | 2020 |  | 2020 | 741.3972 | PA | MTCGOD | China | 1500 | 33 | 49500 |  | Onshore |  |  | O | [32 empty] | 5.02 |  |  | Scenario S5: 12% curtailment, 50% recycling
\cite{Li2020} | Li | 2020 |  | 2020 | 741.3972 | PA | MTCGOD | China | 1500 | 33 | 49500 |  | Onshore |  |  | O | [32 empty] | 3 |  |  | Scenario S6: 12% curtailment, 90% recycling
\cite{Li2020} | Li | 2020 |  | 2020 | 741.3972 | PA | MTCGOD | China | 1500 | 33 | 49500 |  | Onshore |  |  | O | [32 empty] | 6.99 |  |  | Scenario S7: 24% curtailment, 30% recycling
\cite{Li2020} | Li | 2020 |  | 2020 | 741.3972 | PA | MTCGOD | China | 1500 | 33 | 49500 |  | Onshore |  |  | O | [32 empty] | 5.81 |  |  | Scenario S8: 24% curtailment, 50% recycling
\cite{Li2020} | Li | 2020 |  | 2020 | 741.3972 | PA | MTCGOD | China | 1500 | 33 | 49500 |  | Onshore |  |  | O | [32 empty] | 3.48 |  |  | Scenario S9: 24% curtailment, 90% recycling
\cite{Eickelkamp2015} | Eickelkamp | 2015 |  | 2015 | 427.659 | Hybrid | MTCOD | Germany | 5000 | 12 | 60000 | 6 RePower 5MW and 6 Areva Multibrid 5MW | Offshore |  |  | O | 2004912000 |  |  |  | 33.4152 | [8 empty] | 130104000 |  | 2.1684 |  | 44.52% | 234000000 |  | 20 | 4680000000 | 78000000 |  |  |  |  | 0.4284 |  | 0.119 |  |  | 27.8 |  |  | Excluding fixed assets
\cite{Eickelkamp2015} | Eickelkamp | 2015 |  | 2015 | 427.659 | Hybrid | MTCOD | Germany | 5000 | 12 | 60000 | 6 RePower 5MW and 6 Areva Multibrid 5MW | Offshore |  |  | O | 2240784000 |  |  |  | 37.3464 | [8 empty] | 146952000 |  | 2.4492 |  | 44.52% | 234000000 |  | 20 | 4680000000 | 78000000 |  |  |  |  | 0.4788 |  | 0.133 |  |  | 31.4 |  |  | Including fixed assets
\cite{Wang2021} | Wang | 2021 |  | 2021 | 741.3972 | PA |  | China |  |  |  | Mix of China's wind industry | Mix |  |  | O | [18 empty] | 144000000000 | [13 empty] | 22.0833 |  |  | Includes CO2 only
\cite{Treyer2016} | Treyer | 2016 |  | 2016 | 480.7344 | PA |  | UAE | 4500 | 1 | 4500 | Enercon E-112 4.5MW | Onshore |  | 120 | C | [13 empty] | 4860000 |  | 1.08 |  | 13.7% | 5400000 |  | 20 | 108000000 | 24000000 | [9 empty] | 45
\cite{Zhao2017} | Zhao | 2017 |  | 2017 | 530.7872 | PA | MTCGOD | China | 1500 | 33 | 49500 | Dong Fang FD77-1500 | Onshore |  |  | O | [13 empty] | 29431302 |  | 0.59457 |  | 27.13% | 117631103.1175 |  | 20 | 2352622062.3501 | 47527718.4313 | [9 empty] | 12.51 |  |  | Datang Zhaluteqi Wind Farm Project I
\cite{Aso2015} | Aso | 2015 |  | 2015 | 427.659 | PA | M | EU | 2100 | 1 | 2100 |  | Onshore | 80 | 70 | C | 3276000 |  | 910000 |  | 1.56 | [8 empty] | 217000 |  | 0.10333
\cite{Aso2015} | Aso | 2015 |  | 2015 | 427.659 | PA | M | EU | 1600 | 1 | 1600 |  | Onshore | 70 | 65 | C | 2826000 |  | 785000 |  | 1.7663 | [8 empty] | 186000 |  | 0.11625
\cite{Aso2015} | Aso | 2015 |  | 2015 | 427.659 | PA | M | EU | 2700 | 1 | 2700 |  | Onshore | 90 | 80 | C | 4248000 |  | 1180000 |  | 1.5733 | [8 empty] | 282000 |  | 0.10444
*M: manufacturing, T: transport, Ba: batteries; C: construction, G: grid connection, O: operation, D: decommision
Note on Z2: [Threaded comment] Your version of Excel allows you to read this threaded comment; however, any edits to it will get removed if the file is opened in a newer version of Excel. Learn more: https://go.microsoft.com/fwlink/?linkid=870924 Comment: A conversion factor of one was used to convert MWh of electricity to tons of coal equivalent.
Note on R44: [Threaded comment] Your version of Excel allows you to read this threaded comment; however, any edits to it will get removed if the file is opened in a newer version of Excel. Learn more: https://go.microsoft.com/fwlink/?linkid=870924 Comment: Values from Mendecka (2018) are for lifecycle thermo-ecological cost (LC-TEC)
Note on AE80: [Threaded comment] Your version of Excel allows you to read this threaded comment; however, any edits to it will get removed if the file is opened in a newer version of Excel. Learn more: https://go.microsoft.com/fwlink/?linkid=870924 Comment: Note sure what the units are supposed to be here...
Note on AU135: [Threaded comment] Your version of Excel allows you to read this threaded comment; however, any edits to it will get removed if the file is opened in a newer version of Excel. Learn more: https://go.microsoft.com/fwlink/?linkid=870924 Comment: This is thermo-ecological cost in MJ_exergy/MJ
Note on AU136: [Threaded comment] Your version of Excel allows you to read this threaded comment; however, any edits to it will get removed if the file is opened in a newer version of Excel. Learn more: https://go.microsoft.com/fwlink/?linkid=870924 Comment: This is thermo-ecological cost in MJ_ex/MJ
Note on J270: [Threaded comment] Your version of Excel allows you to read this threaded comment; however, any edits to it will get removed if the file is opened in a newer version of Excel. Learn more: https://go.microsoft.com/fwlink/?linkid=870924 Comment: This group is labeled as <1000
Note on J271: [Threaded comment] Your version of Excel allows you to read this threaded comment; however, any edits to it will get removed if the file is opened in a newer version of Excel. Learn more: https://go.microsoft.com/fwlink/?linkid=870924 Comment: This group is labeled as 1000-3000
Note on J272: [Threaded comment] Your version of Excel allows you to read this threaded comment; however, any edits to it will get removed if the file is opened in a newer version of Excel. Learn more: https://go.microsoft.com/fwlink/?linkid=870924 Comment: This group is labeled as >3000
Note on J273: [Threaded comment] Your version of Excel allows you to read this threaded comment; however, any edits to it will get removed if the file is opened in a newer version of Excel. Learn more: https://go.microsoft.com/fwlink/?linkid=870924 Comment: This group is labeled as 1000-3000

## Total_wind_installed_capacity
Installed capacity [MW]
Year | UN | EIA | Statista | GWEC | WEC | WWEA | MEAN | STD DEV | Growth rate [%]
1990 | 2372.01 | 2100 |  |  |  |  | 2.236 | 0.09617
1991 | 2661.01 | 2400 |  |  |  |  | 2.5305 | 0.092281 | 13.17%
1992 | 2757.31 | 2600 |  |  |  |  | 2.6787 | 0.055617 | 5.855%
1993 | 3104.51 | 2700 |  |  |  |  | 2.9023 | 0.14302 | 8.347%
1994 | 3487.71 | 3200 |  |  |  |  | 3.3439 | 0.10172 | 15.22%
1995 | 4420.71 | 4000 |  |  |  |  | 4.2104 | 0.14874 | 25.91%
1996 | 6047.71 | 5300 |  |  |  |  | 5.6739 | 0.26436 | 34.76%
1997 | 7231.4 | 6200 |  |  |  |  | 6.7157 | 0.36465 | 18.36%
1998 | 9168.6 | 8300 |  |  |  |  | 8.7343 | 0.3071 | 30.06%
1999 | 12844.2 | 11900 |  |  |  |  | 12.3721 | 0.33383 | 41.65%
2000 | 15941.22 | 15700 |  | 17400 |  |  | 16.3471 | 0.4599 | 32.13%
2001 | 22274.62 | 22800 | 24322 | 23900 |  |  | 23.3242 | 0.47465 | 42.68% | 6500
2002 | 29061.12 | 29700 | 31181 | 31100 |  |  | 30.2605 | 0.52478 | 29.74% | 7200
2003 | 36428.17 | 37300 | 39295 | 39431 |  |  | 38.1135 | 0.74352 | 25.95% | 8331
2004 | 43984.87 | 46300 | 47681 | 47620 |  |  | 46.3965 | 0.86469 | 21.73% | 8189
2005 | 54063.07 | 58300 | 59012 | 59091 |  |  | 57.6165 | 1.1978 | 24.18% | 11471
2006 | 66652.6 | 73200 | 74112 | 73957 |  |  | 71.9804 | 1.7871 | 24.93% | 14866
2007 | 83837.458 | 92600 | 93919 | 93924 |  |  | 91.0701 | 2.4309 | 26.52% | 19967
2008 | 106244.978 | 119800 | 120894 | 120690 |  |  | 116.9072 | 3.562 | 28.37% | 26766
2009 | 139223.898 | 147500 | 159742 | 159016 |  |  | 151.3705 | 4.9249 | 29.48% | 38326
2010 | 167903.21 | 171300 | 196944 | 197946 |  |  | 183.5233 | 8.0701 | 21.24% | 38930
2011 | 204551.52 | 218800 | 236803 | 238089 | 239921 |  | 227.6329 | 7.7265 | 24.03% | 40143
2012 | 250979.35 | 266700 | 282866 | 282842 |  |  | 270.8468 | 7.639 | 18.98% | 44753
2013 | 302384.91 | 301700 | 318919 | 318463 |  |  | 310.3667 | 4.809 | 14.59% | 35621
2014 | 352300 | 349400 | 371336 | 369705 |  |  | 360.6852 | 5.7189 | 16.21% | 51242
2015 | 417400 | 415900 | 436828 | 432883 |  | 435284 | 427.659 | 5.0807 | 18.57% | 63178
2016 | 473800 | 466400 | 488508 | 488000 |  | 486964 | 480.7344 | 5.0348 | 12.41% | 55117
2017 | 519600 | 514200 | 540840 | 540000 |  | 539296 | 530.7872 | 6.4159 | 10.41% | 52000
2018 | 566600 | 563800 | 591091 | 591000 |  | 589531 | 580.4044 | 6.9643 | 9.348% | 51000
2019 |  | 622200 | 650758 | 650000 |  | 650785 | 643.4357 | 7.0809 | 10.86% | 59000
2020 |  | 735900 | 742689 | 743000 |  | 744000 | 741.3972 | 1.8536 | 15.22% | 93000
Note on D2: Microsoft Office User: https://www.statista.com/statistics/268363/installed-wind-power-capacity-worldwide/
Note on E2: Michael Dale: http://www.gwec.net/global-figures/graphs/
Note on F2: Michael Dale: https://www.worldenergy.org/data/resources/resource/wind/
Note on G2: [Threaded comment] Your version of Excel allows you to read this threaded comment; however, any edits to it will get removed if the file is opened in a newer version of Excel. Learn more: https://go.microsoft.com/fwlink/?linkid=870924 Comment: https://wwindea.org/worldwide-wind-capacity-reaches-744-gigawatts/

## All_data
Ref | Author | Publication year | Installation year | Capacity reference year | Analysis type | Location | Turbine power rating (kW) | Number turbines | Turbine information | System | On/offshore | Hub height (m) | CED (MJ(p)/Wp) | Error CED (MJ(p)/Wp) | CED (kWh(p)/Wp) | Total CO2 emissions (kg CO2-eq) | Error total CO2 emissions (kg CO2-eq) | CO2 emissions (kg CO2-eq/Wp) | Error CO2 emissions (kg CO2-eq/Wp) | Lifetime (yr) | EROI, no quality adjustment | Error EROI | EROI (primary) | Error EROI (primary) | Energy intensity (MJ(p)/kWh(e)) | GHG payback time (mths) | Comments | Energy payback time (yrs) | Scope as stated | Rotor diameter (m) | Capacity factor (%) | Total capacity (kW) | Gross energy requirement (MJ(p)) | Error CED (kWh(p)/Wp) | Electricity conversion factor (%) | Table Names | File Paths | Installed capacity wind (MW) | Foundation/platform | Operational/ conceptual | Error gross energy requirement (MJ(p)) | Gross energy requirement (kWh(p)) | Error gross energy requirement (kWh(p)) | Gross energy requirement (kWh(e)) | Error gross energy requirement (kWh(e)) | CED (kWh(e)/Wp) | Error CED (kWh(e)/Wp) | Annual electricity output (kWh(e)/yr) | Error annual electricity output (kWh(e)/yr) | Total electricity output (kWh(e)) | Specific electricity output (kWh(e)/MWp) | Error energy intensity (MJ(p)/kWh(e)) | Energy intensity (kWh(in-p)/kWh(out-e)) | Error Energy intensity (kWh(in-p)/kWh(out-e)) | CO2 intensity (gCO2-eq/kWh) | Error CO2 intensity (g-CO2/kWh)
\cite{Lenzen2002} | Lenzen | 1977 |  | 1977 | IO | USA | 1500 | 1 | 2 blades |  |  | 50 | 11 |  | 3 |  |  |  |  | 30 |  |  | 43.5 |  | 0.08 |  |  | 0.69 | BCEMT | 60 | 0.504 | 1500 | 16442218 |  |  | Data - Kubizweski (2010) | Meta-analysis_2022.xlsx |  |  | c |  | 4567283 | [5 empty] | 6622560 |  | 198676800 | 132451200 |  | 0.02
\cite{Lenzen2002} | Lenzen | 1980 |  | 1980 | IO | UK | 1000 | 1 |  |  | Onshore |  | 11.5 |  | 3.2 |  |  |  |  | 25 |  |  | 12.5 |  | 0.29 |  |  | 2 | CM | 46 | 0.183 | 1000 | 11542176 |  |  | Data - Kubizweski (2010) | Meta-analysis_2022.xlsx |  |  | c |  | 3206160 | [5 empty] | 1603080 |  | 40077000 | 40077000 |  | 0.08
\cite{Lenzen2002} | Lenzen | 1980 |  | 1980 | IO | UK | 1000 | 1 |  |  |  |  | 23.7 |  | 6.6 |  |  |  |  | 25 |  |  | 6.1 |  | 0.59 |  |  | 4.1 | CM | 46 | 0.183 | 1000 | 23652000 |  |  | Data - Kubizweski (2010) | Meta-analysis_2022.xlsx |  |  | c |  | 6570000 | [5 empty] | 1603080 |  | 40077000 | 40077000 |  | 0.16
\cite{Lenzen2002} | Lenzen | 1981 |  | 1981 | IO | USA | 3 | 1 |  |  |  | 20 | 169 |  | 47 |  |  |  |  | 20 |  |  | 1 |  | 3.6 |  |  | 20 | CMO | 4.3 | 0.268 | 3 | 507099 |  |  | Data - Kubizweski (2010) | Meta-analysis_2022.xlsx |  |  | o |  | 140861 | [5 empty] | 7043.04 |  | 140860.8 | 46953600 |  | 1
\cite{Lenzen2002} | Lenzen | 1983 |  | 1983 | IO | Germany | 2 | 1 |  |  |  |  | 94 |  | 26.1 |  |  |  |  | 15 |  |  | 2.3 |  | 1.57 |  |  | 6.52 | CM |  | 0.457 | 2 | 187982 |  |  | Data - Kubizweski (2010) | Meta-analysis_2022.xlsx |  |  | o |  | 52217 | [5 empty] | 8006.64 |  | 120099.6 | 60049800 |  | 0.43
\cite{Lenzen2002} | Lenzen | 1983 |  | 1983 | IO | Germany | 6 | 1 |  |  |  |  | 63.6 |  | 17.7 |  |  |  |  | 15 |  |  | 3.4 |  | 1.06 |  |  | 4.41 | CM |  | 0.457 | 6 | 381493 |  |  | Data - Kubizweski (2010) | Meta-analysis_2022.xlsx |  |  | o |  | 105970 | [5 empty] | 24019.92 |  | 360298.8 | 60049800 |  | 0.29
\cite{Lenzen2002} | Lenzen | 1983 |  | 1983 | IO | Germany | 12.5 | 1 |  |  |  |  | 43.2 |  | 12 |  |  |  |  | 15 |  |  | 5 |  | 0.72 |  |  | 3 | CM |  | 0.457 | 12.5 | 540448 |  |  | Data - Kubizweski (2010) | Meta-analysis_2022.xlsx |  |  | o |  | 150125 | [5 empty] | 50041.5 |  | 750622.5 | 60049800 |  | 0.2
\cite{Lenzen2002} | Lenzen | 1983 |  |  | IO | Germany | 32.5 | 1 |  |  |  |  | 26 |  | 7.2 |  |  |  |  | 15 |  |  | 8.3 |  | 0.43 |  |  | 1.81 | CM |  | 0.457 | 32.5 | 846485 |  |  | Data - Kubizweski (2010) | Meta-analysis_2022.xlsx |  |  | o |  | 235135 | [5 empty] | 130107.9 |  | 1951618.5 | 60049800 |  | 0.12
\cite{Lenzen2002} | Lenzen | 1983 |  | 1983 | IO | Germany | 3000 | 1 | 2 blades |  |  | 100 | 221.7 |  | 61.6 |  |  |  |  | 20 |  |  | 1.3 |  | 2.77 |  |  | 15.38 | CM | 100 | 0.457 | 3000 | 665167015 |  |  | Data - Kubizweski (2010) | Meta-analysis_2022.xlsx |  |  | o |  | 184768615 | [5 empty] | 12009960 |  | 240199200 | 80066400 |  | 0.77
\cite{Lenzen2002} | Lenzen | 1990 |  | 1990 | PA | Denmark | 95 | 1 | 3 blades |  | Onshore | 22 | 2.2 |  | 0.6 |  |  |  |  | 20 |  |  | 71.4 |  | 0.05 |  |  | 0.28 | M | 19 | 0.252 | 95 | 211477 |  |  | Data - Kubizweski (2010) | Meta-analysis_2022.xlsx | 2.236 |  | o |  | 58744 | [5 empty] | 209714.4 |  | 4194288 | 44150400 |  | 0.01
\cite{Lenzen2002} | Lenzen | 1990 |  | 1990 | PA | Denmark | 150 | 1 |  |  |  |  | 5 |  | 1.4 | 87112 |  | 0.58 |  | 25 |  |  | 47.6 |  | 0.08 |  |  | 0.53 | M |  | 0.301 | 150 | 747821 |  |  | Data - Kubizweski (2010) | Meta-analysis_2022.xlsx | 2.236 |  | o |  | 207728 | [5 empty] | 395514 |  | 9887850 | 65919000 |  | 0.02 |  | 8.81
\cite{Lenzen2002} | Lenzen | 1990 |  | 1990 | PA | Germany | 300 | 1 | 3 blades |  |  | 34 | 5.6 |  | 1.6 |  |  |  |  | 20 |  |  | 32.3 |  | 0.11 |  |  | 0.62 | CMT | 32 | 0.289 | 300 | 1692985 |  |  | Data - Kubizweski (2010) | Meta-analysis_2022.xlsx | 2.236 |  | o |  | 470274 | [5 empty] | 759492 |  | 15189840 | 50632800 |  | 0.03
\cite{Lenzen2002} | Lenzen | 1991 |  | 1991 | IO | Japan | 100 | 1 |  |  |  |  | 49.7 |  | 13.8 | 395698 |  | 3.96 |  | 20 |  |  | 4 |  | 0.9 |  |  | 5 | CMT |  | 0.315 | 100 | 4966920 |  |  | Data - Kubizweski (2010) | Meta-analysis_2022.xlsx | 2.5305 |  | o |  | 1379700 | [5 empty] | 275940 |  | 5518800 | 55188000 |  | 0.25 |  | 71.7
\cite{Lenzen2002} | Lenzen | 1991 |  | 1991 | PA | Germany | 30 | 1 | 2 blades |  |  | 14 | 7.7 |  | 2.1 |  |  |  |  | 20 |  |  | 11.8 |  | 0.31 |  |  | 1.69 | CGMOT | 12.5 | 0.144 | 30 | 230908 |  |  | Data - Kubizweski (2010) | Meta-analysis_2022.xlsx | 2.5305 |  | o |  | 64141 | [5 empty] | 37843.2 |  | 756864 | 25228800 |  | 0.08
\cite{Lenzen2002} | Lenzen | 1991 |  | 1991 | PA | Germany | 33 | 1 | 2 blades |  |  | 22 | 9.1 |  | 2.5 |  |  |  |  | 20 |  |  | 20.4 |  | 0.18 |  |  | 0.98 | M | 14.8 | 0.294 | 33 | 299963 |  |  | Data - Kubizweski (2010) | Meta-analysis_2022.xlsx | 2.5305 |  | o |  | 83323 | [5 empty] | 84989.52 |  | 1699790.4 | 51508800 |  | 0.05
\cite{Lenzen2002} | Lenzen | 1991 |  | 1991 | PA | Germany | 45 | 1 |  |  |  |  | 11.2 |  | 3.1 |  |  |  |  | 20 |  |  | 18.9 |  | 0.19 |  |  | 1.06 | M | 12.5 | 0.335 | 45 | 503074 |  |  | Data - Kubizweski (2010) | Meta-analysis_2022.xlsx | 2.5305 |  | o |  | 139743 | [5 empty] | 132057 |  | 2641140 | 58692000 |  | 0.05
\cite{Lenzen2002} | Lenzen | 1991 |  | 1991 | PA | Germany | 95 | 1 | 3 blades |  | Onshore | 22 | 8.8 |  | 2.4 |  |  |  |  | 20 |  |  | 14.7 |  | 0.24 |  |  | 1.36 | CGMT | 19 | 0.205 | 95 | 835597 |  |  | Data - Kubizweski (2010) | Meta-analysis_2022.xlsx | 2.5305 |  | o |  | 232110 | [5 empty] | 170601 |  | 3412020 | 35916000 |  | 0.07
\cite{Lenzen2002} | Lenzen | 1991 |  | 1991 | PA | Germany | 95 | 1 | 3 blades |  |  | 22 | 6.6 |  | 1.8 |  |  |  |  | 20 |  |  | 19.6 |  | 0.18 |  |  | 1.02 | M | 19 | 0.205 | 95 | 626698 |  |  | Data - Kubizweski (2010) | Meta-analysis_2022.xlsx | 2.5305 |  | o |  | 174083 | [5 empty] | 170601 |  | 3412020 | 35916000 |  | 0.05
\cite{Lenzen2002} | Lenzen | 1991 |  | 1991 | PA | Germany | 100 | 1 | 2 blades |  |  | 24 | 7.9 |  | 2.2 |  |  |  |  | 20 |  |  | 16.7 |  | 0.22 |  |  | 1.2 | M | 34 | 0.209 | 100 | 789344 |  |  | Data - Kubizweski (2010) | Meta-analysis_2022.xlsx | 2.5305 |  | o |  | 219262 | [5 empty] | 183084 |  | 3661680 | 36616800 |  | 0.06
\cite{Lenzen2002} | Lenzen | 1991 |  | 1991 | PA | Germany | 150 | 1 | 3 blades |  |  | 30 | 7.9 |  | 2.2 |  |  |  |  | 20 |  |  | 20.4 |  | 0.18 |  |  | 0.98 | M | 23 | 0.256 | 150 | 1187238 |  |  | Data - Kubizweski (2010) | Meta-analysis_2022.xlsx | 2.5305 |  | o |  | 329788 | [5 empty] | 336384 |  | 6727680 | 44851200 |  | 0.05
\cite{Lenzen2002} | Lenzen | 1991 |  | 1991 | PA | Germany | 165 | 1 | 3 blades |  |  | 32 | 5.4 |  | 1.5 |  |  |  |  | 20 |  |  | 27 |  | 0.13 |  |  | 0.74 | M | 25 | 0.232 | 165 | 894221 |  |  | Data - Kubizweski (2010) | Meta-analysis_2022.xlsx | 2.5305 |  | o |  | 248395 | [5 empty] | 335332.8 |  | 6706656 | 40646400 |  | 0.04
\cite{Lenzen2002} | Lenzen | 1991 |  | 1991 | PA | Germany | 200 | 1 | 3 blades |  |  | 30 | 7 |  | 1.9 |  |  |  |  | 20 |  |  | 18.9 |  | 0.19 |  |  | 1.06 | M | 26 | 0.21 | 200 | 1401600 |  |  | Data - Kubizweski (2010) | Meta-analysis_2022.xlsx | 2.5305 |  | o |  | 389333 | [5 empty] | 367920 |  | 7358400 | 36792000 |  | 0.05
\cite{Lenzen2002} | Lenzen | 1991 |  | 1991 | PA | Germany | 225 | 1 |  |  |  |  | 7.8 |  | 2.2 |  |  |  |  | 20 |  |  | 32.3 |  | 0.11 |  |  | 0.62 | M | 27 | 0.399 | 225 | 1753031 |  |  | Data - Kubizweski (2010) | Meta-analysis_2022.xlsx | 2.5305 |  | o |  | 486953 | [5 empty] | 786429 |  | 15728580 | 69904800 |  | 0.03
\cite{Lenzen2002} | Lenzen | 1991 |  | 1991 | PA | Germany | 265 | 1 | 2 blades |  |  | 30 | 7.7 |  | 2.1 |  |  |  |  | 20 |  |  | 15.6 |  | 0.23 |  |  | 1.28 | M | 52 | 0.19 | 265 | 2035689 |  |  | Data - Kubizweski (2010) | Meta-analysis_2022.xlsx | 2.5305 |  | o |  | 565469 | [5 empty] | 441066 |  | 8821320 | 33288000 |  | 0.06
\cite{Lenzen2002} | Lenzen | 1991 |  | 1991 | PA | Germany | 300 | 1 |  |  |  |  | 9.3 |  | 2.6 |  |  |  |  | 20 |  |  | 27 |  | 0.13 |  |  | 0.74 | M | 32 | 0.399 | 300 | 2796192 |  |  | Data - Kubizweski (2010) | Meta-analysis_2022.xlsx | 2.5305 |  | c |  | 776720 | [5 empty] | 1048572 |  | 20971440 | 69904800 |  | 0.04
\cite{Lenzen2002} | Lenzen | 1991 |  | 1991 | PA | Germany | 450 | 1 | 3 blades |  |  | 36 | 6.1 |  | 1.7 |  |  |  |  | 20 |  |  | 20.8 |  | 0.17 |  |  | 0.96 | GM | 35 | 0.2 | 450 | 2729077 |  |  | Data - Kubizweski (2010) | Meta-analysis_2022.xlsx | 2.5305 |  | o |  | 758077 | [5 empty] | 788400 |  | 15768000 | 35040000 |  | 0.05
\cite{Lenzen2002} | Lenzen | 1991 |  | 1991 | PA | Germany | 3000 | 1 |  |  |  |  | 9.7 |  | 2.7 |  |  |  |  | 20 |  |  | 22.2 |  | 0.16 |  |  | 0.9 | M | 80 | 0.342 | 3000 | 29149492 |  |  | Data - Kubizweski (2010) | Meta-analysis_2022.xlsx | 2.5305 |  | c |  | 8097081 | [5 empty] | 8987760 |  | 179755200 | 59918400 |  | 0.05
\cite{Lenzen2002} | Lenzen | 1991 |  | 1991 | PA | Germany | 3000 | 1 | 2 blades |  |  | 100 | 12.5 |  | 3.5 |  |  |  |  | 20 |  |  | 15.4 |  | 0.23 |  |  | 1.3 | GM | 100 | 0.304 | 3000 | 37351730 |  |  | Data - Kubizweski (2010) | Meta-analysis_2022.xlsx | 2.5305 |  | o |  | 10375481 | [5 empty] | 7989120 |  | 159782400 | 53260800 |  | 0.06
\cite{Lenzen2002} | Lenzen | 1992 |  | 1992 | IO | Japan | 100 | 1 |  |  |  |  | 68.5 |  | 19 | 527597 |  | 5.28 |  | 20 |  |  | 2.9 |  | 1.24 |  |  | 6.9 | CMOT |  | 0.315 | 100 | 6850924 |  |  | Data - Kubizweski (2010) | Meta-analysis_2022.xlsx | 2.6787 |  | o |  | 1903034 | [5 empty] | 275940 |  | 5518800 | 55188000 |  | 0.34 |  | 95.6
\cite{Lenzen2002} | Lenzen | 1992 |  | 1992 | IO | Japan | 100 | 1 |  |  |  |  | 8.7 |  | 2.4 | 247978 |  | 2.48 |  | 30 |  |  | 30.3 |  | 0.12 |  |  | 0.99 | CMOT | 30 | 0.28 | 100 | 874265 |  |  | Data - Kubizweski (2010) | Meta-analysis_2022.xlsx | 2.6787 |  | o |  | 242851 | [5 empty] | 245280 |  | 7358400 | 73584000 |  | 0.03 |  | 33.7
\cite{Lenzen2002} | Lenzen | 1992 |  | 1992 | IO | Japan | 100 | 1 |  |  |  |  | 20.5 |  | 5.7 |  |  |  |  | 30 |  |  | 18.5 |  | 0.19 |  |  | 1.62 | CMOT | 30 | 0.4 | 100 | 2045578 |  |  | Data - Kubizweski (2010) | Meta-analysis_2022.xlsx | 2.6787 |  | o |  | 568216 | [5 empty] | 350400 |  | 10512000 | 105120000 |  | 0.05
\cite{Lenzen2002} | Lenzen | 1992 |  | 1992 | PA | Germany | 0.3 | 1 | 3 blades |  |  | 11 | 21.8 |  | 6.1 |  |  |  |  | 20 |  |  | 11.2 |  | 0.32 |  |  | 1.79 | CDMOT | 1.5 | 0.388 | 0.3 | 6555 |  |  | Data - Kubizweski (2010) | Meta-analysis_2022.xlsx | 2.6787 |  | o |  | 1821 | [5 empty] | 1019.664 |  | 20393.28 | 67977600 |  | 0.09
\cite{Lenzen2002} | Lenzen | 1992 |  | 1992 | PA | Germany | 300 | 1 | 3 blades |  |  | 34 | 7.1 |  | 2 |  |  |  |  | 20 |  |  | 37 |  | 0.1 |  |  | 0.54 | CDGMOT | 32 | 0.419 | 300 | 2142743 |  |  | Data - Kubizweski (2010) | Meta-analysis_2022.xlsx | 2.6787 |  | c |  | 595206 | [5 empty] | 1101132 |  | 22022640 | 73408800 |  | 0.03
\cite{Lenzen2002} | Lenzen | 1993 |  | 1993 | PA | Germany | 300 | 1 |  |  |  |  | 6.6 |  | 1.8 | 131820 |  | 0.44 |  | 20 |  |  | 21.7 |  | 0.17 |  |  | 0.92 | CDMOT |  | 0.228 | 300 | 1988076 |  |  | Data - Kubizweski (2010) | Meta-analysis_2022.xlsx | 2.9023 |  | o |  | 552243 | [5 empty] | 599184 |  | 11983680 | 39945600 |  | 0.05 |  | 11
\cite{Lenzen2002} | Lenzen | 1994 |  | 1994 | IO | Germany | 500 | 1 | [7 empty] | 436844 |  | 0.87 |  | 20 | [8 empty] | CM |  | 0.274 | 500 |  |  |  | Data - Kubizweski (2010) | Meta-analysis_2022.xlsx | 3.3439 |  | o | [7 empty] | 1200120 |  | 24002400 | 48004800 |  |  |  | 18.2
\cite{Lenzen2002} | Lenzen | 1994 |  | 1994 | PA | Germany | 300 | 1 |  |  |  |  | 3.2 |  | 0.9 |  |  |  |  | 20 |  |  | 45.5 |  | 0.08 |  |  | 0.44 | MO(D) |  | 0.228 | 300 | 948159 |  |  | Data - Kubizweski (2010) | Meta-analysis_2022.xlsx | 3.3439 |  | o |  | 263378 | [5 empty] | 599184 |  | 11983680 | 39945600 |  | 0.02
\cite{Lenzen2002} | Lenzen | 1994 |  | 1994 | PA | Germany | 500 | 1 | 2/3 blades |  |  | 41 | 15.7 |  | 4.4 | 258989 |  | 0.52 |  | 20 |  |  | 14.7 |  | 0.24 |  |  | 1.36 | M | 39 | 0.365 | 500 | 7830367 |  |  | Data - Kubizweski (2010) | Meta-analysis_2022.xlsx | 3.3439 |  | o |  | 2175102 | [5 empty] | 1598700 |  | 31974000 | 63948000 |  | 0.07 |  | 8.1
\cite{SECDA1994} | SECDA | 1994 |  | 1994 |  |  | 300 | 1 |  |  | Onshore |  |  |  |  | 281175 |  | 0.94 |  | 40 | [10 empty] | 0.24 | 300 |  |  |  | Data - NREL (2014) | Meta-analysis_2022.xlsx | 3.3439 | [9 empty] | 630720 |  | 25228800 | 84096000 |  |  |  | 11.15
\cite{Lenzen2002} | Lenzen | 1995 |  | 1995 | PA | UK | 350 | 1 | 3 blades |  |  | 30 | 8 |  | 2.2 | 167404 |  | 0.42 |  | 20 |  |  | 23.8 |  | 0.15 |  |  | 0.84 | M | 30 | 0.3 | 350 | 2782588 |  |  | Data - Kubizweski (2010) | Meta-analysis_2022.xlsx | 4.2104 |  | o |  | 772941 | [5 empty] | 919800 |  | 18396000 | 52560000 |  | 0.04 |  | 9.1
\cite{Eur. Commission1995} | Eur. Commission | 1995 |  | 1995 |  |  | 400 | 1 |  |  | Onshore |  |  |  |  | 191318 |  | 0.48 |  | 20 | [10 empty] | 0.3 | 400 |  |  |  | Data - NREL (2014) | Meta-analysis_2022.xlsx | 4.2104 | [9 empty] | 1051200 |  | 21024000 | 52560000 |  |  |  | 9.1
\cite{Nadal1995} | Nadal | 1995 |  | 1995 |  |  | 225 | 1 |  |  | Onshore |  |  |  |  | 157680 |  | 0.7 |  | 20 | [10 empty] | 0.2 | 225 |  |  |  | Data - NREL (2014) | Meta-analysis_2022.xlsx | 4.2104 | [9 empty] | 394200 |  | 7884000 | 35040000 |  |  |  | 20
\cite{Lenzen2002} | Lenzen | 1996 |  | 1996 | IO | Japan | 100 | 1 |  |  |  |  | 82.3 |  | 22.9 | 649642 |  | 6.5 |  | 30 |  |  | 2.3 |  | 1.57 |  |  | 13.04 | CMO |  | 0.2 | 100 | 8226783 |  |  | Data - Kubizweski (2010) | Meta-analysis_2022.xlsx | 5.6739 |  | o |  | 2285217 | [5 empty] | 175200 |  | 5256000 | 52560000 |  | 0.43 |  | 123.6
\cite{Lenzen2002} | Lenzen | 1996 | 1984 | 1984 | IO | Japan | 100 | 1 | 1984 |  |  |  | 51.6 |  | 14.3 | 390100 |  | 3.9 |  | 20 |  |  | 2.2 |  | 1.64 |  |  | 9.09 | CMO | 30 | 0.18 | 100 | 5160436 |  |  | Data - Kubizweski (2010) | Meta-analysis_2022.xlsx |  |  | o |  | 1433455 | [5 empty] | 157680 |  | 3153600 | 31536000 |  | 0.45 |  | 123.7
\cite{Lenzen2002} | Lenzen | 1996 |  | 1996 | IO | Japan | 170 | 1 |  |  |  |  | 24.5 |  | 6.8 | 317646 |  | 1.06 |  | 20 |  |  | 5.8 |  | 0.62 |  |  | 3.45 | CMO | 27 | 0.225 | 170 | 4159490 |  |  | Data - Kubizweski (2010) | Meta-analysis_2022.xlsx | 5.6739 |  | o |  | 1155414 | [5 empty] | 335070 |  | 6701400 | 39420000 |  | 0.17 |  | 47.4
\cite{Lenzen2002} | Lenzen | 1996 |  | 1996 | IO | Japan | 300 | 1 |  |  |  |  | 13.4 |  | 3.7 | 330182 |  | 0.96 |  | 20 |  |  | 8.5 |  | 0.42 |  |  | 2.35 | CMO | 28 | 0.18 | 300 | 4006927 |  |  | Data - Kubizweski (2010) | Meta-analysis_2022.xlsx | 5.6739 |  | o |  | 1113035 | [5 empty] | 473040 |  | 9460800 | 31536000 |  | 0.12 |  | 34.9
\cite{Lenzen2002} | Lenzen | 1996 |  | 1996 | IO | Japan | 400 | 1 |  |  |  |  | 10 |  | 2.8 | 304007 |  | 0.61 |  | 20 |  |  | 11.4 |  | 0.32 |  |  | 1.75 | CMO | 31 | 0.18 | 400 | 3983495 |  |  | Data - Kubizweski (2010) | Meta-analysis_2022.xlsx | 5.6739 |  | o |  | 1106526 | [5 empty] | 630720 |  | 12614400 | 31536000 |  | 0.09 |  | 24.1
\cite{Lenzen2002} | Lenzen | 1996 |  | 1996 | IO | Germany | 1000 | 1 | 3 blades |  |  | 55 |  |  |  | 713064 |  | 0.48 |  | 20 | [8 empty] | CMO | 54 | 0.185 | 1000 |  |  |  | Data - Kubizweski (2010) | Meta-analysis_2022.xlsx | 5.6739 |  | o | [7 empty] | 1620600 |  | 32412000 | 32412000 |  |  |  | 22
\cite{Lenzen2002} | Lenzen | 1996 |  | 1996 | IO | UK | 6600 | 1 |  |  |  |  | 7.3 |  | 2 |  |  |  |  | 20 |  |  | 25 |  | 0.14 |  |  | 0.8 | CDMO |  | 0.29 | 6600 | 48287923 |  |  | Data - Kubizweski (2010) | Meta-analysis_2022.xlsx | 5.6739 |  | o |  | 13413312 | [5 empty] | 16766640 |  | 335332800 | 50808000 |  | 0.04
\cite{Lenzen2002} | Lenzen | 1996 |  | 1996 | PA | Switzerland | 30 | 1 | 2 blades |  |  | 22 | 16.1 |  | 4.5 | 21592 |  | 0.72 |  | 20 |  |  | 3.1 |  | 1.16 |  |  | 6.45 | CDGMOT | 12.5 | 0.079 | 30 | 482196 |  |  | Data - Kubizweski (2010) | Meta-analysis_2022.xlsx | 5.6739 |  | o |  | 133943 | [5 empty] | 20761.2 |  | 415224 | 13840800 |  | 0.32 |  | 52
\cite{Lenzen2002} | Lenzen | 1996 |  | 1996 | PA | Germany | 100 | 1 | 3 blades |  |  | 30 | 23.9 |  | 6.6 | 93522 |  | 0.62 |  | 20 |  |  | 8.3 |  | 0.43 |  |  | 2.41 | CMO | 20 | 0.314 | 100 | 2386097 |  |  | Data - Kubizweski (2010) | Meta-analysis_2022.xlsx | 5.6739 |  | o |  | 662805 | [5 empty] | 275064 |  | 5501280 | 55012800 |  | 0.12 |  | 17
\cite{Lenzen2002} | Lenzen | 1996 |  | 1996 | PA | Switzerland | 150 | 1 | 3 blades |  |  | 30 | 9.6 |  | 2.7 | 55924 |  | 0.34 |  | 20 |  |  | 5 |  | 0.72 |  |  | 4 | CDGMOT | 23.8 | 0.076 | 150 | 1438042 |  |  | Data - Kubizweski (2010) | Meta-analysis_2022.xlsx | 5.6739 |  | o |  | 399456 | [5 empty] | 99864 |  | 1997280 | 13315200 |  | 0.2 |  | 28
\cite{Lenzen2002} | Lenzen | 1996 |  | 1996 | PA | Germany | 1000 | 1 | 3 blades |  |  | 55 |  |  |  | 453768 |  | 0.45 |  | 20 | [8 empty] | CMO | 54 | 0.185 | 1000 |  |  |  | Data - Kubizweski (2010) | Meta-analysis_2022.xlsx | 5.6739 |  | o | [7 empty] | 1620600 |  | 32412000 | 32412000 |  |  |  | 14
\cite{Lenzen2002} | Lenzen | 1996 |  | 1996 | PA | Germany | 1000 | 1 | 3 blades |  |  | 50 | 8 |  | 2.2 | 634224 |  | 0.42 |  | 20 |  |  | 28.6 |  | 0.13 |  |  | 0.7 | CMO | 60 | 0.362 | 1000 | 7983239 |  |  | Data - Kubizweski (2010) | Meta-analysis_2022.xlsx | 5.6739 |  | c |  | 2217566 | [5 empty] | 3171120 |  | 63422400 | 63422400 |  | 0.03 |  | 10
\cite{Proops1996} | Proops | 1996 |  | 1996 |  |  | 6600 | 1 |  |  | Onshore |  |  |  |  | 4044114 |  | 0.61 |  | 20 | [10 empty] | 0.29 | 6600 |  |  |  | Data - NREL (2014) | Meta-analysis_2022.xlsx | 5.6739 | [9 empty] | 16766640 |  | 335332800 | 50808000 |  |  |  | 12.06
\cite{Proops1996} | Proops | 1996 |  | 1996 |  |  | 6600 | 1 |  |  | Onshore |  |  |  |  | 7575168 |  | 1.15 |  | 20 | [10 empty] | 0.29 | 6600 |  |  |  | Data - NREL (2014) | Meta-analysis_2022.xlsx | 5.6739 | [9 empty] | 16766640 |  | 335332800 | 50808000 |  |  |  | 22.59
\cite{Proops1996} | Proops | 1996 |  | 1996 |  |  | 6600 | 1 |  |  | Onshore |  |  |  |  | 11612575 |  | 1.76 |  | 20 | [10 empty] | 0.29 | 6600 |  |  |  | Data - NREL (2014) | Meta-analysis_2022.xlsx | 5.6739 | [9 empty] | 16766640 |  | 335332800 | 50808000 |  |  |  | 34.63
\cite{Uchiyama1996} | Uchiyama | 1996 |  | 1996 |  |  | 400 | 1 |  |  | Onshore | [19 empty] | 0.2 | 400 |  |  |  | Data - NREL (2014) | Meta-analysis_2022.xlsx | 5.6739 | [9 empty] | 700800 | [6 empty] | 24.05
\cite{Uchiyama1996} | Uchiyama | 1996 |  | 1996 |  |  | 300 | 1 |  |  | Onshore | [19 empty] | 0.2 | 300 |  |  |  | Data - NREL (2014) | Meta-analysis_2022.xlsx | 5.6739 | [9 empty] | 525600 | [6 empty] | 34.87
\cite{van de Vate1996} | van de Vate | 1996 |  | 1996 |  |  | 300 | 1 |  |  | Onshore |  |  |  |  | 132000 |  | 0.44 |  | 20 | [10 empty] | 0.22831 | 300 |  |  |  | Data - NREL (2014) | Meta-analysis_2022.xlsx | 5.6739 | [9 empty] | 600000 |  | 12000000 | 40000000 |  |  |  | 11
\cite{Lenzen2002} | Lenzen | 1997 | 1980 | 1980 | IO | Denmark | 15 | 1 | 1980 |  |  | 18 | 15.6 |  | 4.3 |  |  |  |  | 20 |  |  | 8.3 |  | 0.43 |  |  | 2.41 | CMO | 10 | 0.205 | 15 | 233670 |  |  | Data - Kubizweski (2010) | Meta-analysis_2022.xlsx |  |  | o |  | 64908 | [5 empty] | 26937 |  | 538740 | 35916000 |  | 0.12
\cite{Lenzen2002} | Lenzen | 1997 | 1980 | 1980 | IO | Denmark | 22 | 1 | 1980 |  |  | 18 | 15.5 |  | 4.3 |  |  |  |  | 20 |  |  | 8.1 |  | 0.44 |  |  | 2.47 | CMO | 10.5 | 0.199 | 22 | 340900 |  |  | Data - Kubizweski (2010) | Meta-analysis_2022.xlsx |  |  | o |  | 94695 | [5 empty] | 38351.28 |  | 767025.6 | 34864800 |  | 0.12
\cite{Lenzen2002} | Lenzen | 1997 | 1980 | 1980 | IO | Denmark | 30 | 1 | 1980 |  |  | 19 | 12 |  | 3.3 |  |  |  |  | 20 |  |  | 10 |  | 0.36 |  |  | 2 | CMO | 11 | 0.19 | 30 | 359510 |  |  | Data - Kubizweski (2010) | Meta-analysis_2022.xlsx |  |  | o |  | 99864 | [5 empty] | 49932 |  | 998640 | 33288000 |  | 0.1
\cite{Lenzen2002} | Lenzen | 1997 | 1980 | 1980 | IO | Denmark | 55 | 1 | 1980 |  |  | 20 | 8.5 |  | 2.4 |  |  |  |  | 20 |  |  | 15.2 |  | 0.24 |  |  | 1.32 | CMO | 16 | 0.206 | 55 | 470135 |  |  | Data - Kubizweski (2010) | Meta-analysis_2022.xlsx |  |  | o |  | 130593 | [5 empty] | 99250.8 |  | 1985016 | 36091200 |  | 0.07
\cite{Lenzen2002} | Lenzen | 1997 |  | 1997 | IO | Denmark | 600 | 1 | 3 blades |  |  | 50 | 6.2 |  | 1.7 |  |  |  |  | 20 |  |  | 27 |  | 0.13 |  |  | 0.74 | BCDEGMOT | 47 | 0.265 | 600 | 3714240 |  |  | Data - Kubizweski (2010) | Meta-analysis_2022.xlsx | 6.7157 |  | o |  | 1031733 | [5 empty] | 1392840 |  | 27856800 | 46428000 |  | 0.04
\cite{Lenzen2002} | Lenzen | 1997 |  | 1997 | IO | Denmark | 1500 | 1 | 3 blades |  | Offshore | 55 | 7.3 |  | 2 |  |  |  |  | 20 |  |  | 33.3 |  | 0.11 |  |  | 0.6 | CMO | 64 | 0.384 | 1500 | 10909751 |  |  | Data - Kubizweski (2010) | Meta-analysis_2022.xlsx | 6.7157 |  | c |  | 3030486 | [5 empty] | 5045760 |  | 100915200 | 67276800 |  | 0.03
\cite{Lenzen2002} | Lenzen | 1997 |  | 1997 | PA | Denmark | 400 | 1 |  |  |  |  | 2.9 |  | 0.8 | 254054 |  | 0.56 |  | 20 |  |  | 50 |  | 0.07 |  |  | 0.4 | M(O) |  | 0.228 | 400 | 1150433 |  |  | Data - Kubizweski (2010) | Meta-analysis_2022.xlsx | 6.7157 |  | o |  | 319565 | [5 empty] | 798912 |  | 15978240 | 39945600 |  | 0.02 |  | 15.9
\cite{Hartmann1997} | Hartmann | 1997 |  | 1997 |  |  | 1000 | 1 |  |  | Onshore |  |  |  |  | 462761 |  | 0.46 |  | 20 | [10 empty] | 0.185 | 1000 |  |  |  | Data - NREL (2014) | Meta-analysis_2022.xlsx | 6.7157 | [9 empty] | 1620600 |  | 32412000 | 32412000 |  |  |  | 14.28
\cite{Hartmann1997} | Hartmann | 1997 |  | 1997 |  |  | 1000 | 1 |  |  | Onshore |  |  |  |  | 714804 |  | 0.71 |  | 20 | [10 empty] | 0.185 | 1000 |  |  |  | Data - NREL (2014) | Meta-analysis_2022.xlsx | 6.7157 | [9 empty] | 1620600 |  | 32412000 | 32412000 |  |  |  | 22.05
\cite{Krewitt1997} | Krewitt | 1997 |  | 1997 |  |  | 250 | 1 |  |  | Onshore |  |  |  |  | 75393 |  | 0.3 |  | 20 | [10 empty] | 0.24658 | 250 |  |  |  | Data - NREL (2014) | Meta-analysis_2022.xlsx | 6.7157 | [9 empty] | 540000 |  | 10800000 | 43200000 |  |  |  | 6.98
\cite{Kuemmel a1997} | Kuemmel a | 1997 |  | 1997 |  |  | 2000 | 1 |  |  | mix |  |  |  |  | 625000 |  | 0.31 |  | 25 | [10 empty] | 0.28539 | 2000 |  |  |  | Data - NREL (2014) | Meta-analysis_2022.xlsx | 6.7157 | [9 empty] | 5000000 |  | 125000000 | 62500000 |  |  |  | 5
\cite{Kuemmel1997} | Kuemmel | 1997 |  | 1997 |  |  | 400 | 1 |  |  | Onshore |  |  |  |  | 192000 |  | 0.48 |  | 20 | [10 empty] | 0.22831 | 400 |  |  |  | Data - NREL (2014) | Meta-analysis_2022.xlsx | 6.7157 | [9 empty] | 800000 |  | 16000000 | 40000000 |  |  |  | 12
\cite{Waters1997} | Waters | 1997 |  | 1997 |  |  | 150 | 1 |  |  | Onshore |  |  |  |  | 34814 |  | 0.23 |  | 25 | [10 empty] | 0.23395 | 150 |  |  |  | Data - NREL (2014) | Meta-analysis_2022.xlsx | 6.7157 | [9 empty] | 307407.4074 |  | 7685185.1852 | 51234567.9012 |  |  |  | 4.53
\cite{Lenzen2002} | Lenzen | 1998 |  | 1998 | IO | Germany | 500 | 1 | 3 blades |  |  | 44 | 12.1 |  | 3.4 |  |  |  |  | 20 |  |  | 15.4 |  | 0.23 |  |  | 1.3 | CGMOT | 40.3 | 0.296 | 500 | 6061465 |  |  | Data - Kubizweski (2010) | Meta-analysis_2022.xlsx | 8.7343 |  | o |  | 1683740 | [5 empty] | 1296480 |  | 25929600 | 51859200 |  | 0.06
\cite{Lenzen2002} | Lenzen | 1998 |  | 1998 | IO | Germany | 1500 | 1 | 3 blades |  |  | 67 | 13.9 |  | 3.9 |  |  |  |  | 20 |  |  | 14.1 |  | 0.26 |  |  | 1.42 | CGMOT | 66 | 0.31 | 1500 | 20800340 |  |  | Data - Kubizweski (2010) | Meta-analysis_2022.xlsx | 8.7343 |  | o |  | 5777872 | [5 empty] | 4073400 |  | 81468000 | 54312000 |  | 0.07
\cite{Lenzen2002} | Lenzen | 1998 |  | 1998 | PA | Argentina | 2.5 | 1 |  |  |  |  | 23.5 |  | 6.5 | 4047 |  | 0.13 |  | 20 |  |  | 5.9 |  | 0.61 |  |  | 3.39 | CMT(O) |  | 0.22 | 2.5 | 58796 |  |  | Data - Kubizweski (2010) | Meta-analysis_2022.xlsx | 8.7343 |  | c |  | 16332 | [5 empty] | 4818 |  | 96360 | 38544000 |  | 0.17 |  | 42
\cite{Lenzen2002} | Lenzen | 1998 |  | 1998 | PA | Argentina | 30 | 1 |  |  |  |  | 16.7 |  | 4.6 | 33533 |  | 1.02 |  | 20 |  |  | 8.3 |  | 0.43 |  |  | 2.41 | CMT(O) |  | 0.22 | 30 | 501536 |  |  | Data - Kubizweski (2010) | Meta-analysis_2022.xlsx | 8.7343 |  | c |  | 139316 | [5 empty] | 57816 |  | 1156320 | 38544000 |  | 0.12 |  | 29
\cite{Lenzen2002} | Lenzen | 1998 |  | 1998 | PA | Argentina | 225 | 1 |  |  |  |  | 11.1 |  | 3.1 | 156103 |  | 0.59 |  | 20 |  |  | 12.5 |  | 0.29 |  |  | 1.6 | CMT(O) |  | 0.22 | 225 | 2497651 |  |  | Data - Kubizweski (2010) | Meta-analysis_2022.xlsx | 8.7343 |  | c |  | 693792 | [5 empty] | 433620 |  | 8672400 | 38544000 |  | 0.08 |  | 18
\cite{Lenzen2002} | Lenzen | 1998 |  | 1998 | PA | Germany | 500 | 1 | 3 blades |  |  | 44 | 7.8 |  | 2.2 |  |  |  |  | 20 |  |  | 23.8 |  | 0.15 |  |  | 0.84 | CGMOT | 40.3 | 0.296 | 500 | 3922124 |  |  | Data - Kubizweski (2010) | Meta-analysis_2022.xlsx | 8.7343 |  | o |  | 1089479 | [5 empty] | 1296480 |  | 25929600 | 51859200 |  | 0.04
\cite{Lenzen2002} | Lenzen | 1998 |  | 1998 | PA | Germany | 1500 | 1 | 3 blades |  |  | 67 | 9 |  | 2.5 |  |  |  |  | 20 |  |  | 21.7 |  | 0.17 |  |  | 0.92 | CGMOT | 66 | 0.31 | 1500 | 13515429 |  |  | Data - Kubizweski (2010) | Meta-analysis_2022.xlsx | 8.7343 |  | o |  | 3754286 | [5 empty] | 4073400 |  | 81468000 | 54312000 |  | 0.05
\cite{Berry1998} | Berry | 1998 |  | 1998 |  |  | 300 | 1 |  |  | Onshore | [19 empty] | 0.31 | 300 |  |  |  | Data - NREL (2014) | Meta-analysis_2022.xlsx | 8.7343 | [9 empty] | 814680 | [6 empty] | 9.1
\cite{White1998} | White | 1998 |  | 1998 |  |  | 750 | 1 |  |  | Onshore |  |  |  |  | 613967 |  | 0.82 |  | 30 | [10 empty] | 0.35 | 750 |  |  |  | Data - NREL (2014) | Meta-analysis_2022.xlsx | 8.7343 | [9 empty] | 2299500 |  | 68985000 | 91980000 |  |  |  | 8.9
\cite{White1998} | White | 1998 |  | 1998 |  |  | 342.5 | 1 |  |  | Onshore |  |  |  |  | 259226 |  | 0.76 |  | 25 | [10 empty] | 0.24 | 342.5 |  |  |  | Data - NREL (2014) | Meta-analysis_2022.xlsx | 8.7343 | [9 empty] | 720072 |  | 18001800 | 52560000 |  |  |  | 14.4
\cite{White1998} | White | 1998 |  | 1998 |  |  | 600 | 1 |  |  | Onshore |  |  |  |  | 658261 |  | 1.1 |  | 20 | [10 empty] | 0.31 | 600 |  |  |  | Data - NREL (2014) | Meta-analysis_2022.xlsx | 8.7343 | [9 empty] | 1629360 |  | 32587200 | 54312000 |  |  |  | 20.2
\cite{White1998} | White | 1999 |  | 1999 | IO | USA | 342.5 | 1 | Kenetech KVS-33 |  | Onshore | 36 | 9.9 |  | 2.7 | 311071 |  | 0.78 |  | 30 |  |  | 23 |  | 0.16 |  |  | 1.3 | (B)CDMOT | 32.9 | 0.24 | 342.5 | 3381208 |  |  | Data - Kubizweski (2010) | Meta-analysis_2022.xlsx | 12.3721 |  | o |  | 939224 | [5 empty] | 720072 |  | 21602160 | 63072000 |  | 0.04 |  | 14.4
\cite{White1998} | White | 1999 |  | 1999 | IO | USA | 600 | 1 | Tacke 600e |  | Onshore | 60 | 11.5 |  | 3.2 | 658261 |  | 1.1 |  | 20 |  |  | 17 |  | 0.21 |  |  | 1.18 | (B)CDMOT | 46 | 0.31 | 600 | 6900819 |  |  | Data - Kubizweski (2010) | Meta-analysis_2022.xlsx | 12.3721 |  | o |  | 1916894 | [5 empty] | 1629360 |  | 32587200 | 54312000 |  | 0.06 |  | 20.2
\cite{White1998} | White | 1999 |  | 1999 | IO | USA | 750 | 1 | Zond Z-46 |  | Onshore | 48 | 7.1 |  | 2 | 511639 |  | 0.51 |  | 25 |  |  | 39 |  | 0.09 |  |  | 0.64 | (B)CDMOT | 46 | 0.35 | 750 | 5306538 |  |  | Data - Kubizweski (2010) | Meta-analysis_2022.xlsx | 12.3721 |  | o |  | 1474038 | [5 empty] | 2299500 |  | 57487500 | 76650000 |  | 0.03 |  | 8.9
\cite{Lenzen2002} | Lenzen | 1999 |  | 1999 | PA | Germany | 1500 | 1 |  |  |  | 67 | 7.4 |  | 2.1 |  |  |  |  | 20 |  |  | 26.3 |  | 0.14 |  |  | 0.76 | CDGMOT | 66 | 0.31 | 1500 | 11151513 |  |  | Data - Kubizweski (2010) | Meta-analysis_2022.xlsx | 12.3721 |  | c |  | 3097643 | [5 empty] | 4073400 |  | 81468000 | 54312000 |  | 0.04
\cite{Lenzen2002} | Lenzen | 1999 |  | 1999 | PA | India | 1500 | 1 | E-66 |  |  | 67 | 9.2 |  | 2.6 |  |  |  |  | 20 |  |  | 31.3 |  | 0.12 |  |  | 0.64 | CDGMOT | 66 | 0.459 | 1500 | 13873825 |  |  | Data - Kubizweski (2010) | Meta-analysis_2022.xlsx | 12.3721 |  | c |  | 3853840 | [5 empty] | 6031260 |  | 120625200 | 80416800 |  | 0.03
\cite{Lenzen2002} | Lenzen | 2000 |  | 2000 | IO | Belgium | 600 | 1 |  |  |  |  | 7.8 |  | 2.2 | 284013 |  | 0.38 |  | 20 |  |  | 27.8 |  | 0.13 |  |  | 0.72 | DM(O) |  | 0.342 | 600 | 4655530 |  |  | Data - Kubizweski (2010) | Meta-analysis_2022.xlsx | 16.3471 |  | o |  | 1293203 | [5 empty] | 1797552 |  | 35951040 | 59918400 |  | 0.04 |  | 7.9
\cite{Brown2002} | Brown | 2000 |  | 2000 | IO | Italy | 2500 | 1 | [14 empty] | 7.7 |  | 0.47 |  |  |  | MCO |  |  | 2500 |  |  |  | Data - Kubizweski (2010) | Meta-analysis_2022.xlsx | 16.3471 |  | o | [12 empty] | 0.13 |  | 36.15
\cite{Lenzen2002} | Lenzen | 2000 |  | 2000 | PA | Belgium | 600 | 1 |  |  |  |  | 7.1 |  | 2 | 330750 |  | 0.33 |  | 20 |  |  | 30.3 |  | 0.12 |  |  | 0.66 | DM(O) |  | 0.342 | 600 | 4271411 |  |  | Data - Kubizweski (2010) | Meta-analysis_2022.xlsx | 16.3471 |  | o |  | 1186503 | [5 empty] | 1797552 |  | 35951040 | 59918400 |  | 0.03 |  | 9.2
\cite{Lenzen2002} | Lenzen | 2000 |  | 2000 |  | Denmark | 500 | 1 | 3-blades |  | Offshore | 40 | 4.9 |  | 1.4 | 578160 |  | 1.16 |  | 20 |  |  | 51.3 |  | 0.07 |  |  | 0.39 | MTCGOD | 39 | 0.4 | 500 | 2458947 |  |  | Data - Kubizweski (2010) | Meta-analysis_2022.xlsx | 16.3471 |  | o |  | 683041 | [5 empty] | 1752000 |  | 35040000 | 70080000 |  | 0.02 |  | 16.5
\cite{Lenzen2002} | Lenzen | 2000 |  | 2000 |  | Denmark | 500 | 1 |  |  | Onshore | 41 | 3.3 |  | 0.9 | 339888 |  | 0.23 |  | 20 |  |  | 76.9 |  | 0.05 |  |  | 0.26 | MTCGOD |  | 0.4 | 500 | 1640364 |  |  | Data - Kubizweski (2010) | Meta-analysis_2022.xlsx | 16.3471 |  | o |  | 455657 | [5 empty] | 1752000 |  | 35040000 | 70080000 |  | 0.01 |  | 9.7
\cite{Schleisner2000} | Schleisner | 2000 |  | 2000 |  |  | 500 | 1 | H |  | Onshore |  |  |  |  | 212211 |  | 0.42 |  | 20 | [10 empty] | 0.25 | 500 |  |  |  | Data - Mendecka (2019) | Meta-analysis_2022.xlsx | 16.3471 | [9 empty] | 1095000 |  | 21900000 | 43800000 |  |  |  | 9.69
\cite{Schleisner2000} | Schleisner | 2000 |  | 2000 |  |  | 500 | 1 | H |  | Offshore |  |  |  |  | 231684 |  | 0.46 |  | 20 | [9 empty] | 39 | 0.16 | 500 |  |  |  | Data - Mendecka (2019) | Meta-analysis_2022.xlsx | 16.3471 | [9 empty] | 700800 |  | 14016000 | 28032000 |  |  |  | 16.53
\cite{McCulloch2000} | McCulloch | 2000 |  | 2000 |  |  | 600 | 1 |  |  | Onshore |  |  |  |  | 341640 |  | 0.57 |  | 25 | [10 empty] | 0.2 | 600 |  |  |  | Data - NREL (2014) | Meta-analysis_2022.xlsx | 16.3471 | [9 empty] | 1051200 |  | 26280000 | 43800000 |  |  |  | 13
\cite{Schleisner2000} | Schleisner | 2000 |  | 2000 |  |  | 500 | 1 |  |  | Onshore |  |  |  |  | 213400 |  | 0.43 |  | 20 | [10 empty] | 0.25114 | 500 |  |  |  | Data - NREL (2014) | Meta-analysis_2022.xlsx | 16.3471 | [9 empty] | 1100000 |  | 22000000 | 44000000 |  |  |  | 9.7
\cite{Schleisner2000} | Schleisner | 2000 |  | 2000 |  |  | 500 | 1 |  |  | Offshore |  |  |  |  | 412500 |  | 0.83 |  | 20 | [10 empty] | 0.28539 | 500 |  |  |  | Data - NREL (2014) | Meta-analysis_2022.xlsx | 16.3471 | [9 empty] | 1250000 |  | 25000000 | 50000000 |  |  |  | 16.5
\cite{Voorspools2000} | Voorspools | 2000 |  | 2000 |  |  | 600 | 1 |  |  | Onshore |  |  |  |  | 284400 |  | 0.47 |  | 20 | [10 empty] | 0.34247 | 600 |  |  |  | Data - NREL (2014) | Meta-analysis_2022.xlsx | 16.3471 | [9 empty] | 1800000 |  | 36000000 | 60000000 |  |  |  | 7.9
\cite{Voorspools f2000} | Voorspools f | 2000 |  | 2000 |  |  | 825 | 1 |  |  | Onshore |  |  |  |  | 455400 |  | 0.55 |  | 20 | [10 empty] | 0.34247 | 825 |  |  |  | Data - NREL (2014) | Meta-analysis_2022.xlsx | 16.3471 | [9 empty] | 2475000 |  | 49500000 | 60000000 |  |  |  | 9.2
\cite{Voorspools2000} | Voorspools | 2000 |  | 2000 |  |  | 600 | 1 |  |  | Onshore |  |  |  |  | 288000 |  | 0.48 |  | 20 | [10 empty] | 0.11416 | 600 |  |  |  | Data - NREL (2014) | Meta-analysis_2022.xlsx | 16.3471 | [9 empty] | 600000 |  | 12000000 | 20000000 |  |  |  | 24
\cite{Voorspools f2000} | Voorspools f | 2000 |  | 2000 |  |  | 825 | 1 |  |  | Onshore |  |  |  |  | 445500 |  | 0.54 |  | 20 | [10 empty] | 0.11416 | 825 |  |  |  | Data - NREL (2014) | Meta-analysis_2022.xlsx | 16.3471 | [9 empty] | 825000 |  | 16500000 | 20000000 |  |  |  | 27
\cite{White2000} | White | 2000 |  | 2000 |  |  | 342.5 | 1 |  |  | Onshore |  |  |  |  | 270027 |  | 0.79 |  | 25 | [10 empty] | 0.24 | 342.5 |  |  |  | Data - NREL (2014) | Meta-analysis_2022.xlsx | 16.3471 | [9 empty] | 720072 |  | 18001800 | 52560000 |  |  |  | 15
\cite{Lenzen2002} | Lenzen | 2001 |  | 2001 | IO | Japan | 100 | 1 |  |  |  | 30 | 43.5 |  | 12.1 | 300275 |  | 1.77 |  | 25 |  |  | 6.3 |  | 0.57 |  |  | 3.97 | CMT | 30 | 0.348 | 100 | 4354971 |  |  | Data - Kubizweski (2010) | Meta-analysis_2022.xlsx | 23.3242 |  | o |  | 1209714 | [5 empty] | 304848 |  | 7621200 | 76212000 |  | 0.16 |  | 39.4
\cite{Lenzen2002} | Lenzen | 2001 |  | 2001 | IO | Brazil | 500 | 1 | 3 blades; Enercon E-40 |  |  | 44 | 12.9 |  | 3.6 |  |  |  |  | 20 |  |  | 14.5 |  | 0.25 |  |  | 1.38 | CGMOT | 40.3 | 0.296 | 500 | 6437694 |  |  | Data - Kubizweski (2010) | Meta-analysis_2022.xlsx | 23.3242 |  | o |  | 1788248 | [5 empty] | 1296480 |  | 25929600 | 51859200 |  | 0.07
\cite{ACARP2001} | ACARP | 2001 |  | 2001 |  |  | 600 | 1 |  |  | Onshore |  |  |  |  | 202650 |  | 0.34 |  | 30 | [10 empty] | 0.21 | 600 |  |  |  | Data - NREL (2014) | Meta-analysis_2022.xlsx | 23.3242 | [9 empty] | 1103760 |  | 33112800 | 55188000 |  |  |  | 6.12
\cite{Gagnon2002} | Gagnon | 2002 |  | 2002 |  | USA |  | 1 | [14 empty] | 80 |  | 0.05 |  |  |  | TCO | [6 empty] | Data - Kubizweski (2010) | Meta-analysis_2022.xlsx | 30.2605 |  | c | [12 empty] | 0.01 |  | 8.16
\cite{Pacca2002} | Pacca | 2002 |  | 2002 |  |  | 600 | 1 |  |  | Onshore |  |  |  |  | 178571 |  | 0.3 |  | 20 | [10 empty] | 0.2357 | 600 |  |  |  | Data - NREL (2014) | Meta-analysis_2022.xlsx | 30.2605 | [9 empty] | 1238839.2857 |  | 24776785.7143 | 41294642.8571 |  |  |  | 7.21
\cite{Khan2005} | Khan | 2003 |  | 2003 | PA | Canada | 500 | 1 | [11 empty] | 20 |  |  | 123.5 |  | 0.03 |  |  | 0.16 | MCTOD |  |  | 500 |  |  |  | Data - Kubizweski (2010) | Meta-analysis_2022.xlsx | 38.1135 |  | c | [12 empty] | 0.01 |  | 10
\cite{Khan2005} | Khan | 2003 |  | 2003 | PA | Canada | 500 | 1 | [11 empty] | 20 |  |  | 125.8 |  | 0.03 |  |  | 0.16 | MCTOD |  |  | 500 |  |  |  | Data - Kubizweski (2010) | Meta-analysis_2022.xlsx | 38.1135 |  | c | [12 empty] | 0.01 |  | 7.1
\cite{Khan2005} | Khan | 2003 |  | 2003 | PA | Canada | 500 | 1 | [11 empty] | 20 |  |  | 109.6 |  | 0.03 |  |  | 0.18 | MCTOD |  |  | 500 |  |  |  | Data - Kubizweski (2010) | Meta-analysis_2022.xlsx | 38.1135 |  | c | [12 empty] | 0.01 |  | 3.7
\cite{Chataignere2003} | Chataignere | 2003 |  | 2003 |  |  | 600 | 1 |  |  | Onshore |  |  |  |  | 225892 |  | 0.38 |  | 20 | [10 empty] | 0.285 | 600 |  |  |  | Data - NREL (2014) | Meta-analysis_2022.xlsx | 38.1135 | [9 empty] | 1497960 |  | 29959200 | 49932000 |  |  |  | 7.54
\cite{Chataignere2003} | Chataignere | 2003 |  | 2003 |  |  | 2500 | 1 |  |  | Onshore |  |  |  |  | 1183388 |  | 0.47 |  | 20 | [10 empty] | 0.342 | 2500 |  |  |  | Data - NREL (2014) | Meta-analysis_2022.xlsx | 38.1135 | [9 empty] | 7489800 |  | 149796000 | 59918400 |  |  |  | 7.9
\cite{Chataignere2003} | Chataignere | 2003 |  | 2003 |  |  | 2500 | 1 |  |  | Offshore |  |  |  |  | 1847532 |  | 0.74 |  | 20 | [10 empty] | 0.457 | 2500 |  |  |  | Data - NREL (2014) | Meta-analysis_2022.xlsx | 38.1135 | [9 empty] | 10008300 |  | 200166000 | 80066400 |  |  |  | 9.23
\cite{Chataignere2003} | Chataignere | 2003 |  | 2003 |  |  | 2500 | 1 |  |  | Offshore |  |  |  |  | 1897574 |  | 0.76 |  | 20 | [10 empty] | 0.457 | 2500 |  |  |  | Data - NREL (2014) | Meta-analysis_2022.xlsx | 38.1135 | [9 empty] | 10008300 |  | 200166000 | 80066400 |  |  |  | 9.48
\cite{Chataignere2003} | Chataignere | 2003 |  | 2003 |  |  | 2500 | 1 |  |  | Offshore |  |  |  |  | 1965630 |  | 0.79 |  | 20 | [10 empty] | 0.457 | 2500 |  |  |  | Data - NREL (2014) | Meta-analysis_2022.xlsx | 38.1135 | [9 empty] | 10008300 |  | 200166000 | 80066400 |  |  |  | 9.82
\cite{Chataignere2003} | Chataignere | 2003 |  | 2003 |  |  | 1500 | 1 |  |  | Onshore |  |  |  |  | 916003 |  | 0.61 |  | 20 | [10 empty] | 0.285 | 1500 |  |  |  | Data - NREL (2014) | Meta-analysis_2022.xlsx | 38.1135 | [9 empty] | 3744900 |  | 74898000 | 49932000 |  |  |  | 12.23
\cite{Liberman c2003} | Liberman c | 2003 |  | 2003 |  |  | 1025 | 1 |  |  | Onshore | [20 empty] | 1025 |  |  |  | Data - NREL (2014) | Meta-analysis_2022.xlsx | 38.1135 | [16 empty] | 13
\cite{Pacca2003} | Pacca | 2003 |  | 2003 |  |  | 600 | 1 |  |  | Onshore |  |  |  |  | 297321 |  | 0.5 |  | 40 | [10 empty] | 0.2357 | 600 |  |  |  | Data - NREL (2014) | Meta-analysis_2022.xlsx | 38.1135 | [9 empty] | 1238839.2857 |  | 49553571.4286 | 82589285.7143 |  |  |  | 6
\cite{Pacca2003} | Pacca | 2003 |  | 2003 |  |  | 600 | 1 |  |  | Onshore |  |  |  |  | 297321 |  | 0.5 |  | 30 | [10 empty] | 0.2357 | 600 |  |  |  | Data - NREL (2014) | Meta-analysis_2022.xlsx | 38.1135 | [9 empty] | 1238839.2857 |  | 37165178.5714 | 61941964.2857 |  |  |  | 8
\cite{Pacca2003} | Pacca | 2003 |  | 2003 |  |  | 600 | 1 |  |  | Onshore |  |  |  |  | 371652 |  | 0.62 |  | 20 | [10 empty] | 0.2357 | 600 |  |  |  | Data - NREL (2014) | Meta-analysis_2022.xlsx | 38.1135 | [9 empty] | 1238839.2857 |  | 24776785.7143 | 41294642.8571 |  |  |  | 15
\cite{Pacca2003} | Pacca | 2003 |  | 2003 |  |  | 600 | 1 |  |  | Onshore |  |  |  |  | 210603 |  | 0.35 |  | 10 | [10 empty] | 0.2357 | 600 |  |  |  | Data - NREL (2014) | Meta-analysis_2022.xlsx | 38.1135 | [9 empty] | 1238839.2857 |  | 12388392.8571 | 20647321.4286 |  |  |  | 17
\cite{Vattenfall d2003} | Vattenfall d | 2003 |  | 2003 |  |  | 652.2727 | 1 |  |  | Onshore |  |  |  |  | 309800 |  | 0.47 |  | 25 | [10 empty] | 0.21056 | 652.2727 |  |  |  | Data - NREL (2014) | Meta-analysis_2022.xlsx | 38.1135 | [9 empty] | 1203106.3636 |  | 30077659.0909 | 46112090.5923 |  |  |  | 10.3
\cite{Vestas2004} | Vestas | 2004 |  | 2004 | PA | Denmark | 2000 | 8 |  |  | Onshore | 78 | 654.4 |  | 181.78 |  |  |  |  | 20 |  |  | 0.31 |  |  |  |  | 64.52 |  |  | 0.3216 | 16000 | 10470410367 |  | 0.2778 | Data - Dale (2012) | Meta-analysis_2022.xlsx | 46.3965 |  | o |  |  |  | 29086800 |  | 1.82 |  | 45075456 |  | 901509120 | 56344320 |  | 3.23
\cite{Vestas2004} | Vestas | 2004 |  | 2004 | PA | Denmark | 2000 | 80 |  |  | Offshore | 60 | 1093.35 |  | 303.71 |  |  |  |  | 20 |  |  | 0.27 |  |  |  |  | 75.11 |  |  | 0.4616 | 160000 | 174936069114 |  | 0.2778 | Data - Dale (2012) | Meta-analysis_2022.xlsx | 46.3965 |  | o |  |  |  | 485972400 |  | 3.04 |  | 646978560 |  | 12939571200 | 80872320 |  | 3.76
\cite{Wagner2004} | Wagner | 2004 |  | 2004 | PA | Germany | 500 | 1 | Enercon E-40 |  | Onshore | 44 | 2.6 |  | 0.7 |  |  |  |  | 20 |  |  | 70 |  | 0.05 |  |  | 0.29 | MCTO | 40.3 | 0.29 | 500 | 1306491 |  |  | Data - Kubizweski (2010) | Meta-analysis_2022.xlsx | 46.3965 |  | c |  | 362914 | [5 empty] | 1270200 |  | 25404000 | 50808000 |  | 0.01
\cite{Wagner2004} | Wagner | 2004 |  | 2004 | PA | Germany | 500 | 1 | Enercon E-40 |  | Onshore | 55 | 4.5 |  | 1.3 |  |  |  |  | 20 |  |  | 53 |  | 0.07 |  |  | 0.38 | MCTO | 40.3 | 0.38 | 500 | 2261072 |  |  | Data - Kubizweski (2010) | Meta-analysis_2022.xlsx | 46.3965 |  | c |  | 628075 | [5 empty] | 1664400 |  | 33288000 | 66576000 |  | 0.02
\cite{Wagner2004} | Wagner | 2004 |  | 2004 | PA | Germany | 500 | 1 | Enercon E-40 |  | Onshore | 65 | 8.8 |  | 2.4 |  |  |  |  | 20 |  |  | 38 |  | 0.09 |  |  | 0.53 | MCTO | 40.3 | 0.53 | 500 | 4398442 |  |  | Data - Kubizweski (2010) | Meta-analysis_2022.xlsx | 46.3965 |  | c |  | 1221789 | [5 empty] | 2321400 |  | 46428000 | 92856000 |  | 0.03
\cite{Wagner2004} | Wagner | 2004 |  | 2004 | PA | Germany | 1500 | 1 | Enercon E-66 |  | Onshore | 67 | 3.2 |  | 0.9 |  |  |  |  | 20 |  |  | 64 |  | 0.06 |  |  | 0.31 | MCTO | 66 | 0.32 | 1500 | 4730400 |  |  | Data - Kubizweski (2010) | Meta-analysis_2022.xlsx | 46.3965 |  | c |  | 1314000 | [5 empty] | 4204800 |  | 84096000 | 56064000 |  | 0.02
\cite{Wagner2004} | Wagner | 2004 |  | 2004 | PA | Germany | 1500 | 1 | Enercon E-66 |  | Onshore | 67 | 5 |  | 1.4 |  |  |  |  | 20 |  |  | 50 |  | 0.07 |  |  | 0.4 | MCTO | 66 | 0.4 | 1500 | 7568640 |  |  | Data - Kubizweski (2010) | Meta-analysis_2022.xlsx | 46.3965 |  | c |  | 2102400 | [5 empty] | 5256000 |  | 105120000 | 70080000 |  | 0.02
\cite{Wagner2004} | Wagner | 2004 |  | 2004 | PA | Germany | 1500 | 1 | Enercon E-66 |  | Onshore | 67 | 8.4 |  | 2.3 |  |  |  |  | 20 |  |  | 39 |  | 0.09 |  |  | 0.51 | MCTO | 66 | 0.52 | 1500 | 12614400 |  |  | Data - Kubizweski (2010) | Meta-analysis_2022.xlsx | 46.3965 |  | c |  | 3504000 | [5 empty] | 6832800 |  | 136656000 | 91104000 |  | 0.03
\cite{Tryfonidou2004} | Tryfonidou | 2004 |  | 2004 | PA | Germany | 5000 | 1 | Repower Systems AG |  | Offshore | 95 | 21.3 |  | 5.9 |  |  |  |  | 20 |  |  | 14.8 |  | 0.24 |  |  | 0.33 | MTCOD | 126.5 | 0.5 | 5000 | 106540541 |  |  | Data - Kubizweski (2010) | Meta-analysis_2022.xlsx | 46.3965 |  | c |  | 29594595 | [5 empty] | 21900000 |  | 438000000 | 87600000 |  | 0.07
\cite{Lenzen2004} | Lenzen | 2004 |  | 2004 | Hybrid | Germany | 500 | 1 | Enercon E-40 |  | Onshore | 44 | [10 empty] | 8.4 |  | 0.43 |  |  |  | MTCOD | 40.3 |  | 500 |  |  |  | Data - Kubizweski (2010) | Meta-analysis_2022.xlsx | 46.3965 |  | c | [12 empty] | 0.12 |  | 45
\cite{Lenzen2004} | Lenzen | 2004 |  | 2004 | Hybrid | Germany | 500 | 1 | Enercon E-40 |  | Onshore | 55 | [10 empty] | 7.8 |  | 0.46 |  |  |  | MTCOD | 40.3 |  | 500 |  |  |  | Data - Kubizweski (2010) | Meta-analysis_2022.xlsx | 46.3965 |  | c | [12 empty] | 0.13 |  | 48
\cite{Lenzen2004} | Lenzen | 2004 |  | 2004 | Hybrid | Germany | 500 | 1 | Enercon E-40 |  | Onshore | 55 | [10 empty] | 6.2 |  | 0.58 |  |  |  | MTCOD | 40.3 |  | 500 |  |  |  | Data - Kubizweski (2010) | Meta-analysis_2022.xlsx | 46.3965 |  | c | [12 empty] | 0.16 |  | 61
\cite{Lenzen2004} | Lenzen | 2004 |  | 2004 | Hybrid | Germany | 500 | 1 | Enercon E-40 |  | Onshore | 55 | [10 empty] | 4.7 |  | 0.77 |  |  |  | MTCOD | 40.3 |  | 500 |  |  |  | Data - Kubizweski (2010) | Meta-analysis_2022.xlsx | 46.3965 |  | c | [12 empty] | 0.21 |  | 81
\cite{Lenzen2004} | Lenzen | 2004 |  | 2004 | Hybrid | Germany | 500 | 1 | Enercon E-40 |  | Onshore | 65 | [10 empty] | 4.9 |  | 0.73 |  |  |  | MTCOD | 40.3 |  | 500 |  |  |  | Data - Kubizweski (2010) | Meta-analysis_2022.xlsx | 46.3965 |  | c | [12 empty] | 0.2 |  | 77
\cite{Lenzen2004} | Lenzen | 2004 |  | 2004 | Hybrid | Germany & Brazil | 500 | 1 | Enercon E-40 |  | Onshore | 44 | [10 empty] | 22.5 |  | 0.16 |  |  |  | MTCOD | 40.3 |  | 500 |  |  |  | Data - Kubizweski (2010) | Meta-analysis_2022.xlsx | 46.3965 |  | c | [12 empty] | 0.04 |  | 15
\cite{Lenzen2004} | Lenzen | 2004 |  | 2004 | Hybrid | Germany & Brazil | 500 | 1 | Enercon E-40 |  | Onshore | 55 | [10 empty] | 21.2 |  | 0.17 |  |  |  | MTCOD | 40.3 |  | 500 |  |  |  | Data - Kubizweski (2010) | Meta-analysis_2022.xlsx | 46.3965 |  | c | [12 empty] | 0.05 |  | 16
\cite{Lenzen2004} | Lenzen | 2004 |  | 2004 | Hybrid | Germany & Brazil | 500 | 1 | Enercon E-40 |  | Onshore | 55 | [10 empty] | 16.4 |  | 0.22 |  |  |  | MTCOD | 40.3 |  | 500 |  |  |  | Data - Kubizweski (2010) | Meta-analysis_2022.xlsx | 46.3965 |  | c | [12 empty] | 0.06 |  | 20
\cite{Lenzen2004} | Lenzen | 2004 |  | 2004 | Hybrid | Germany & Brazil | 500 | 1 | Enercon E-40 |  | Onshore | 55 | [10 empty] | 12 |  | 0.3 |  |  |  | MTCOD | 40.3 |  | 500 |  |  |  | Data - Kubizweski (2010) | Meta-analysis_2022.xlsx | 46.3965 |  | c | [12 empty] | 0.08 |  | 27
\cite{Lenzen2004} | Lenzen | 2004 |  | 2004 | Hybrid | Germany & Brazil | 500 | 1 | Enercon E-40 |  | Onshore | 65 | [10 empty] | 12.4 |  | 0.29 |  |  |  | MTCOD | 40.3 |  | 500 |  |  |  | Data - Kubizweski (2010) | Meta-analysis_2022.xlsx | 46.3965 |  | c | [12 empty] | 0.08 |  | 26
\cite{Lenzen2004} | Lenzen | 2004 |  | 2004 | Hybrid | Germany & Brazil | 500 | 1 | Enercon E-40 |  | Onshore | 44 | [10 empty] | 27.7 |  | 0.13 |  |  |  | MTCOD | 40.3 |  | 500 |  |  |  | Data - Kubizweski (2010) | Meta-analysis_2022.xlsx | 46.3965 |  | c | [12 empty] | 0.04 |  | 8
\cite{Lenzen2004} | Lenzen | 2004 |  | 2004 | Hybrid | Germany & Brazil | 500 | 1 | Enercon E-40 |  | Onshore | 55 | [10 empty] | 25.7 |  | 0.14 |  |  |  | MTCOD | 40.3 |  | 500 |  |  |  | Data - Kubizweski (2010) | Meta-analysis_2022.xlsx | 46.3965 |  | c | [12 empty] | 0.04 |  | 8
\cite{Lenzen2004} | Lenzen | 2004 |  | 2004 | Hybrid | Germany & Brazil | 500 | 1 | Enercon E-40 |  | Onshore | 55 | [10 empty] | 20 |  | 0.18 |  |  |  | MTCOD | 40.3 |  | 500 |  |  |  | Data - Kubizweski (2010) | Meta-analysis_2022.xlsx | 46.3965 |  | c | [12 empty] | 0.05 |  | 10
\cite{Lenzen2004} | Lenzen | 2004 |  | 2004 | Hybrid | Germany & Brazil | 500 | 1 | Enercon E-40 |  | Onshore | 55 | [10 empty] | 15.6 |  | 0.23 |  |  |  | MTCOD | 40.3 |  | 500 |  |  |  | Data - Kubizweski (2010) | Meta-analysis_2022.xlsx | 46.3965 |  | c | [12 empty] | 0.06 |  | 13
\cite{Lenzen2004} | Lenzen | 2004 |  | 2004 | Hybrid | Germany & Brazil | 500 | 1 | Enercon E-40 |  | Onshore | 65 | [10 empty] | 16.4 |  | 0.22 |  |  |  | MTCOD | 40.3 |  | 500 |  |  |  | Data - Kubizweski (2010) | Meta-analysis_2022.xlsx | 46.3965 |  | c | [12 empty] | 0.06 |  | 12
\cite{Lenzen2004} | Lenzen | 2004 |  | 2004 | Hybrid | Brazil | 500 | 1 | Enercon E-40 |  | Onshore | 44 | [10 empty] | 32.7 |  | 0.11 |  |  |  | MTCOD | 40.3 |  | 500 |  |  |  | Data - Kubizweski (2010) | Meta-analysis_2022.xlsx | 46.3965 |  | c | [12 empty] | 0.03 |  | 3
\cite{Lenzen2004} | Lenzen | 2004 |  | 2004 | Hybrid | Brazil | 500 | 1 | Enercon E-40 |  | Onshore | 55 | [10 empty] | 30 |  | 0.12 |  |  |  | MTCOD | 40.3 |  | 500 |  |  |  | Data - Kubizweski (2010) | Meta-analysis_2022.xlsx | 46.3965 |  | c | [12 empty] | 0.03 |  | 3
\cite{Lenzen2004} | Lenzen | 2004 |  | 2004 | Hybrid | Brazil | 500 | 1 | Enercon E-40 |  | Onshore | 55 | [10 empty] | 24 |  | 0.15 |  |  |  | MTCOD | 40.3 |  | 500 |  |  |  | Data - Kubizweski (2010) | Meta-analysis_2022.xlsx | 46.3965 |  | c | [12 empty] | 0.04 |  | 3
\cite{Lenzen2004} | Lenzen | 2004 |  | 2004 | Hybrid | Brazil | 500 | 1 | Enercon E-40 |  | Onshore | 55 | [10 empty] | 18.9 |  | 0.19 |  |  |  | MTCOD | 40.3 |  | 500 |  |  |  | Data - Kubizweski (2010) | Meta-analysis_2022.xlsx | 46.3965 |  | c | [12 empty] | 0.05 |  | 4
\cite{Lenzen2004} | Lenzen | 2004 |  | 2004 | Hybrid | Brazil | 500 | 1 | Enercon E-40 |  | Onshore | 65 | [10 empty] | 18.9 |  | 0.19 |  |  |  | MTCOD | 40.3 |  | 500 |  |  |  | Data - Kubizweski (2010) | Meta-analysis_2022.xlsx | 46.3965 |  | c | [12 empty] | 0.05 |  | 4
\cite{Lenzen2004} | Lenzen | 2004 |  | 2004 | Hybrid | Brazil | 500 | 1 | Enercon E-40 |  | Onshore | 44 | [10 empty] | 40 |  | 0.09 |  |  |  | MTCOD | 40.3 |  | 500 |  |  |  | Data - Kubizweski (2010) | Meta-analysis_2022.xlsx | 46.3965 |  | c | [12 empty] | 0.03 |  | 2
\cite{Lenzen2004} | Lenzen | 2004 |  | 2004 | Hybrid | Brazil | 500 | 1 | Enercon E-40 |  | Onshore | 55 | [10 empty] | 40 |  | 0.09 |  |  |  | MTCOD | 40.3 |  | 500 |  |  |  | Data - Kubizweski (2010) | Meta-analysis_2022.xlsx | 46.3965 |  | c | [12 empty] | 0.03 |  | 2
\cite{Lenzen2004} | Lenzen | 2004 |  | 2004 | Hybrid | Brazil | 500 | 1 | Enercon E-40 |  | Onshore | 55 | [10 empty] | 32.7 |  | 0.11 |  |  |  | MTCOD | 40.3 |  | 500 |  |  |  | Data - Kubizweski (2010) | Meta-analysis_2022.xlsx | 46.3965 |  | c | [12 empty] | 0.03 |  | 2
\cite{Lenzen2004} | Lenzen | 2004 |  | 2004 | Hybrid | Brazil | 500 | 1 | Enercon E-40 |  | Onshore | 55 | [10 empty] | 25.7 |  | 0.14 |  |  |  | MTCOD | 40.3 |  | 500 |  |  |  | Data - Kubizweski (2010) | Meta-analysis_2022.xlsx | 46.3965 |  | c | [12 empty] | 0.04 |  | 3
\cite{Lenzen2004} | Lenzen | 2004 |  | 2004 | Hybrid | Brazil | 500 | 1 | Enercon E-40 |  | Onshore | 65 | [10 empty] | 25.7 |  | 0.14 |  |  |  | MTCOD | 40.3 |  | 500 |  |  |  | Data - Kubizweski (2010) | Meta-analysis_2022.xlsx | 46.3965 |  | c | [12 empty] | 0.04 |  | 3
\cite{Lenzen2004} | Lenzen | 2004 |  | 2004 |  |  | 500 | 1 | H |  | Onshore |  |  |  |  | 1461168 |  | 2.92 |  | 20 | [10 empty] | 0.3 | 500 |  |  |  | Data - Mendecka (2019) | Meta-analysis_2022.xlsx | 46.3965 | [9 empty] | 1314000 |  | 26280000 | 52560000 |  |  |  | 55.6
\cite{Lenzen2004} | Lenzen | 2004 |  | 2004 |  |  | 500 | 1 | H |  | Onshore |  |  |  |  | 877139 |  | 1.75 |  | 20 | [10 empty] | 0.31 | 500 |  |  |  | Data - Mendecka (2019) | Meta-analysis_2022.xlsx | 46.3965 | [9 empty] | 1357800 |  | 27156000 | 54312000 |  |  |  | 32.3
\cite{Lenzen2004} | Lenzen | 2004 |  | 2004 |  |  | 500 | 1 | H |  | Offshore |  | 4.63 | [6 empty] | 20 |  |  | 32.73 |  | 0.11 | [5 empty] | 0.24 | 500 | 2312640 |  |  | Data - Mendecka (2019) | Meta-analysis_2022.xlsx | 46.3965 |  |  |  | 642400 | [5 empty] | 1051200 |  | 21024000 | 42048000 |  | 0.03
\cite{Lenzen2004} | Lenzen | 2004 |  | 2004 |  |  | 500 | 1 | H |  | Offshore | [8 empty] | 20 | [10 empty] | 0.18 | 500 |  |  |  | Data - Mendecka (2019) | Meta-analysis_2022.xlsx | 46.3965 | [9 empty] | 788400 |  | 15768000 | 31536000
\cite{Lenzen2004} | Lenzen | 2004 |  | 2004 |  |  | 500 | 1 | H |  | Offshore | [8 empty] | 20 | [10 empty] | 0.2 | 500 |  |  |  | Data - Mendecka (2019) | Meta-analysis_2022.xlsx | 46.3965 | [9 empty] | 876000 |  | 17520000 | 35040000
\cite{Jungbluth2004} | Jungbluth | 2004 |  | 2004 |  |  | 30 | 1 | H |  | Onshore |  | 1.68 |  |  | 21697 |  | 0.72 |  | 20 |  |  | 30 |  | 0.12 | [5 empty] | 0.08 | 30 | 50458 |  |  | Data - Mendecka (2019) | Meta-analysis_2022.xlsx | 46.3965 |  |  |  | 14016 | [5 empty] | 21024 |  | 420480 | 14016000 |  | 0.03 |  | 51.6
\cite{Lenzen2004} | Lenzen | 2004 |  | 2004 |  |  | 150 | 1 | H |  | Onshore |  | 3.15 |  |  | 77789 |  | 0.52 |  | 20 |  |  | 20 |  | 0.18 | [5 empty] | 0.1 | 150 | 473040 |  |  | Data - Mendecka (2019) | Meta-analysis_2022.xlsx | 46.3965 |  |  |  | 131400 | [5 empty] | 131400 |  | 2628000 | 17520000 |  | 0.05 |  | 29.6
\cite{Vestas.2004} | Vestas. | 2004 |  | 2004 |  |  | 2000 | 1 | H |  | Onshore |  |  |  |  | 1268098 |  | 0.63 |  | 20 | [9 empty] | 80 | 0.47 | 2000 |  |  |  | Data - Mendecka (2019) | Meta-analysis_2022.xlsx | 46.3965 | [9 empty] | 8234400 |  | 164688000 | 82344000 |  |  |  | 7.7
\cite{Vestas.2004} | Vestas. | 2004 |  | 2004 |  |  | 2000 | 1 | H |  | Onshore |  |  |  |  | 765834 |  | 0.38 |  | 20 | [9 empty] | 80 | 0.32 | 2000 |  |  |  | Data - Mendecka (2019) | Meta-analysis_2022.xlsx | 46.3965 | [9 empty] | 5606400 |  | 112128000 | 56064000 |  |  |  | 6.83
\cite{Vestas.2004} | Vestas. | 2004 |  | 2004 |  |  | 2000 | 1 | H |  | Offshore |  |  |  |  | 1228222 |  | 0.61 |  | 20 | [9 empty] | 80 | 0.46 | 2000 |  |  |  | Data - Mendecka (2019) | Meta-analysis_2022.xlsx | 46.3965 | monopile. cassion. tripod | [8 empty] | 8059200 |  | 161184000 | 80592000 |  |  |  | 7.62
\cite{ENEL SpA2004} | ENEL SpA | 2004 |  | 2004 |  |  | 660 | 1 |  |  | Onshore |  |  |  |  | 349798 |  | 0.53 |  | 20 | [10 empty] | 0.179 | 660 |  |  |  | Data - NREL (2014) | Meta-analysis_2022.xlsx | 46.3965 | [9 empty] | 1034906.4 |  | 20698128 | 31360800 |  |  |  | 16.9
\cite{Lenzen2004} | Lenzen | 2004 |  | 2004 |  |  | 600 | 1 |  |  | Onshore |  |  |  |  | 142357 |  | 0.24 |  | 20 | [10 empty] | 0.67712 | 600 |  |  |  | Data - NREL (2014) | Meta-analysis_2022.xlsx | 46.3965 | [9 empty] | 3558926 |  | 71178520 | 118630866.6667 |  |  |  | 2
\cite{Lenzen2004} | Lenzen | 2004 |  | 2004 |  |  | 600 | 1 |  |  | Onshore |  |  |  |  | 149947 |  | 0.25 |  | 20 | [10 empty] | 0.71322 | 600 |  |  |  | Data - NREL (2014) | Meta-analysis_2022.xlsx | 46.3965 | [9 empty] | 3748666 |  | 74973320 | 124955533.3333 |  |  |  | 2
\cite{Lenzen2004} | Lenzen | 2004 |  | 2004 |  |  | 600 | 1 |  |  | Onshore |  |  |  |  | 116416 |  | 0.19 |  | 20 | [10 empty] | 0.55373 | 600 |  |  |  | Data - NREL (2014) | Meta-analysis_2022.xlsx | 46.3965 | [9 empty] | 2910409 |  | 58208180 | 97013633.3333 |  |  |  | 2
\cite{Lenzen2004} | Lenzen | 2004 |  | 2004 |  |  | 600 | 1 |  |  | Onshore |  |  |  |  | 213536 |  | 0.36 |  | 20 | [10 empty] | 0.67712 | 600 |  |  |  | Data - NREL (2014) | Meta-analysis_2022.xlsx | 46.3965 | [9 empty] | 3558926 |  | 71178520 | 118630866.6667 |  |  |  | 3
\cite{Lenzen2004} | Lenzen | 2004 |  | 2004 |  |  | 600 | 1 |  |  | Onshore |  |  |  |  | 224920 |  | 0.37 |  | 20 | [10 empty] | 0.71322 | 600 |  |  |  | Data - NREL (2014) | Meta-analysis_2022.xlsx | 46.3965 | [9 empty] | 3748666 |  | 74973320 | 124955533.3333 |  |  |  | 3
\cite{Lenzen2004} | Lenzen | 2004 |  | 2004 |  |  | 600 | 1 |  |  | Onshore |  |  |  |  | 174625 |  | 0.29 |  | 20 | [10 empty] | 0.55373 | 600 |  |  |  | Data - NREL (2014) | Meta-analysis_2022.xlsx | 46.3965 | [9 empty] | 2910409 |  | 58208180 | 97013633.3333 |  |  |  | 3
\cite{Lenzen2004} | Lenzen | 2004 |  | 2004 |  |  | 600 | 1 |  |  | Onshore |  |  |  |  | 131784 |  | 0.22 |  | 20 | [10 empty] | 0.41789 | 600 |  |  |  | Data - NREL (2014) | Meta-analysis_2022.xlsx | 46.3965 | [9 empty] | 2196404 |  | 43928080 | 73213466.6667 |  |  |  | 3
\cite{Lenzen2004} | Lenzen | 2004 |  | 2004 |  |  | 600 | 1 |  |  | Onshore |  |  |  |  | 145208 |  | 0.24 |  | 20 | [10 empty] | 0.46045 | 600 |  |  |  | Data - NREL (2014) | Meta-analysis_2022.xlsx | 46.3965 | [9 empty] | 2420131 |  | 48402620 | 80671033.3333 |  |  |  | 3
\cite{Lenzen2004} | Lenzen | 2004 |  | 2004 |  |  | 600 | 1 |  |  | Onshore |  |  |  |  | 175712 |  | 0.29 |  | 20 | [10 empty] | 0.41789 | 600 |  |  |  | Data - NREL (2014) | Meta-analysis_2022.xlsx | 46.3965 | [9 empty] | 2196404 |  | 43928080 | 73213466.6667 |  |  |  | 4
\cite{Lenzen2004} | Lenzen | 2004 |  | 2004 |  |  | 600 | 1 |  |  | Onshore |  |  |  |  | 193610 |  | 0.32 |  | 20 | [10 empty] | 0.46045 | 600 |  |  |  | Data - NREL (2014) | Meta-analysis_2022.xlsx | 46.3965 | [9 empty] | 2420131 |  | 48402620 | 80671033.3333 |  |  |  | 4
\cite{Lenzen2004} | Lenzen | 2004 |  | 2004 |  |  | 600 | 1 |  |  | Onshore |  |  |  |  | 569428 |  | 0.95 |  | 20 | [10 empty] | 0.67712 | 600 |  |  |  | Data - NREL (2014) | Meta-analysis_2022.xlsx | 46.3965 | [9 empty] | 3558926 |  | 71178520 | 118630866.6667 |  |  |  | 8
\cite{Lenzen2004} | Lenzen | 2004 |  | 2004 |  |  | 600 | 1 |  |  | Onshore |  |  |  |  | 599787 |  | 1 |  | 20 | [10 empty] | 0.71322 | 600 |  |  |  | Data - NREL (2014) | Meta-analysis_2022.xlsx | 46.3965 | [9 empty] | 3748666 |  | 74973320 | 124955533.3333 |  |  |  | 8
\cite{Lenzen2004} | Lenzen | 2004 |  | 2004 |  |  | 600 | 1 |  |  | Onshore |  |  |  |  | 582082 |  | 0.97 |  | 20 | [10 empty] | 0.55373 | 600 |  |  |  | Data - NREL (2014) | Meta-analysis_2022.xlsx | 46.3965 | [9 empty] | 2910409 |  | 58208180 | 97013633.3333 |  |  |  | 10
\cite{Lenzen2004} | Lenzen | 2004 |  | 2004 |  |  | 600 | 1 |  |  | Onshore |  |  |  |  | 580831 |  | 0.97 |  | 20 | [10 empty] | 0.46045 | 600 |  |  |  | Data - NREL (2014) | Meta-analysis_2022.xlsx | 46.3965 | [9 empty] | 2420131 |  | 48402620 | 80671033.3333 |  |  |  | 12
\cite{Lenzen2004} | Lenzen | 2004 |  | 2004 |  |  | 600 | 1 |  |  | Onshore |  |  |  |  | 571065 |  | 0.95 |  | 20 | [10 empty] | 0.41789 | 600 |  |  |  | Data - NREL (2014) | Meta-analysis_2022.xlsx | 46.3965 | [9 empty] | 2196404 |  | 43928080 | 73213466.6667 |  |  |  | 13
\cite{Lenzen2004} | Lenzen | 2004 |  | 2004 |  |  | 600 | 1 |  |  | Onshore |  |  |  |  | 1067678 |  | 1.78 |  | 20 | [10 empty] | 0.67712 | 600 |  |  |  | Data - NREL (2014) | Meta-analysis_2022.xlsx | 46.3965 | [9 empty] | 3558926 |  | 71178520 | 118630866.6667 |  |  |  | 15
\cite{Lenzen2004} | Lenzen | 2004 |  | 2004 |  |  | 600 | 1 |  |  | Onshore |  |  |  |  | 1199573 |  | 2 |  | 20 | [10 empty] | 0.71322 | 600 |  |  |  | Data - NREL (2014) | Meta-analysis_2022.xlsx | 46.3965 | [9 empty] | 3748666 |  | 74973320 | 124955533.3333 |  |  |  | 16
\cite{Lenzen2004} | Lenzen | 2004 |  | 2004 |  |  | 600 | 1 |  |  | Onshore |  |  |  |  | 1164164 |  | 1.94 |  | 20 | [10 empty] | 0.55373 | 600 |  |  |  | Data - NREL (2014) | Meta-analysis_2022.xlsx | 46.3965 | [9 empty] | 2910409 |  | 58208180 | 97013633.3333 |  |  |  | 20
\cite{Lenzen2004} | Lenzen | 2004 |  | 2004 |  |  | 600 | 1 |  |  | Onshore |  |  |  |  | 1258468 |  | 2.1 |  | 20 | [10 empty] | 0.46045 | 600 |  |  |  | Data - NREL (2014) | Meta-analysis_2022.xlsx | 46.3965 | [9 empty] | 2420131 |  | 48402620 | 80671033.3333 |  |  |  | 26
\cite{Lenzen2004} | Lenzen | 2004 |  | 2004 |  |  | 600 | 1 |  |  | Onshore |  |  |  |  | 1186058 |  | 1.98 |  | 20 | [10 empty] | 0.41789 | 600 |  |  |  | Data - NREL (2014) | Meta-analysis_2022.xlsx | 46.3965 | [9 empty] | 2196404 |  | 43928080 | 73213466.6667 |  |  |  | 27
\cite{Lenzen2004} | Lenzen | 2004 |  | 2004 |  |  | 600 | 1 |  |  | Onshore |  |  |  |  | 1167287 |  | 1.95 |  | 20 | [10 empty] | 0.24676 | 600 |  |  |  | Data - NREL (2014) | Meta-analysis_2022.xlsx | 46.3965 | [9 empty] | 1296985 |  | 25939700 | 43232833.3333 |  |  |  | 45
\cite{Lenzen2004} | Lenzen | 2004 |  | 2004 |  |  | 600 | 1 |  |  | Onshore |  |  |  |  | 1311487 |  | 2.19 |  | 20 | [10 empty] | 0.25992 | 600 |  |  |  | Data - NREL (2014) | Meta-analysis_2022.xlsx | 46.3965 | [9 empty] | 1366132 |  | 27322640 | 45537733.3333 |  |  |  | 48
\cite{Lenzen2004} | Lenzen | 2004 |  | 2004 |  |  | 600 | 1 |  |  | Onshore |  |  |  |  | 1293987 |  | 2.16 |  | 20 | [10 empty] | 0.2018 | 600 |  |  |  | Data - NREL (2014) | Meta-analysis_2022.xlsx | 46.3965 | [9 empty] | 1060645 |  | 21212900 | 35354833.3333 |  |  |  | 61
\cite{Lenzen2004} | Lenzen | 2004 |  | 2004 |  |  | 600 | 1 |  |  | Onshore |  |  |  |  | 1358237 |  | 2.26 |  | 20 | [10 empty] | 0.1678 | 600 |  |  |  | Data - NREL (2014) | Meta-analysis_2022.xlsx | 46.3965 | [9 empty] | 881972 |  | 17639440 | 29399066.6667 |  |  |  | 77
\cite{Lenzen2004} | Lenzen | 2004 |  | 2004 |  |  | 600 | 1 |  |  | Onshore |  |  |  |  | 1296711 |  | 2.16 |  | 20 | [10 empty] | 0.15229 | 600 |  |  |  | Data - NREL (2014) | Meta-analysis_2022.xlsx | 46.3965 | [9 empty] | 800439 |  | 16008780 | 26681300 |  |  |  | 81
\cite{Rydh2004} | Rydh | 2004 |  | 2004 |  |  | 225 | 1 |  |  | Onshore |  |  |  |  | 110691 |  | 0.49 |  | 30 | [10 empty] | 0.26 | 225 |  |  |  | Data - NREL (2014) | Meta-analysis_2022.xlsx | 46.3965 | [9 empty] | 512460 |  | 15373800 | 68328000 |  |  |  | 7.2
\cite{Rydh2004} | Rydh | 2004 |  | 2004 |  |  | 2000 | 1 |  |  | Onshore |  |  |  |  | 895272 |  | 0.45 |  | 20 | [10 empty] | 0.35 | 2000 |  |  |  | Data - NREL (2014) | Meta-analysis_2022.xlsx | 46.3965 | [9 empty] | 6132000 |  | 122640000 | 61320000 |  |  |  | 7.3
\cite{Rydh2004} | Rydh | 2004 |  | 2004 |  |  | 225 | 1 |  |  | Onshore |  |  |  |  | 112741 |  | 0.5 |  | 20 | [10 empty] | 0.26 | 225 |  |  |  | Data - NREL (2014) | Meta-analysis_2022.xlsx | 46.3965 | [9 empty] | 512460 |  | 10249200 | 45552000 |  |  |  | 11
\cite{Rydh2004} | Rydh | 2004 |  | 2004 |  |  | 225 | 1 |  |  | Onshore |  |  |  |  | 112741 |  | 0.5 |  | 20 | [10 empty] | 0.26 | 225 |  |  |  | Data - NREL (2014) | Meta-analysis_2022.xlsx | 46.3965 | [9 empty] | 512460 |  | 10249200 | 45552000 |  |  |  | 11
\cite{Spitzley2004} | Spitzley | 2004 |  | 2004 |  |  | 500 | 1 |  |  | Onshore |  |  |  |  | 79132 |  | 0.16 |  | 30 | [10 empty] | 0.36 | 500 |  |  |  | Data - NREL (2014) | Meta-analysis_2022.xlsx | 46.3965 | [9 empty] | 1576800 |  | 47304000 | 94608000 |  |  |  | 1.67
\cite{Spitzley2004} | Spitzley | 2004 |  | 2004 |  |  | 500 | 1 |  |  | Onshore |  |  |  |  | 85521 |  | 0.17 |  | 30 | [10 empty] | 0.26 | 500 |  |  |  | Data - NREL (2014) | Meta-analysis_2022.xlsx | 46.3965 | [9 empty] | 1138800 |  | 34164000 | 68328000 |  |  |  | 2.5
\cite{WEC2004} | WEC | 2004 |  | 2004 |  |  | 230 | 1 |  |  | Onshore | [19 empty] | 0.35 | 230 |  |  |  | Data - NREL (2014) | Meta-analysis_2022.xlsx | 46.3965 | [9 empty] | 705180 | [6 empty] | 8.2
\cite{WEC2004} | WEC | 2004 |  | 2004 |  |  | 600 | 1 |  |  | Onshore | [19 empty] | 0.23 | 600 |  |  |  | Data - NREL (2014) | Meta-analysis_2022.xlsx | 46.3965 | [9 empty] | 1208880 | [6 empty] | 8.4
\cite{WEC2004} | WEC | 2004 |  | 2004 |  |  | 600 | 1 |  |  | Onshore | [19 empty] | 0.21 | 600 |  |  |  | Data - NREL (2014) | Meta-analysis_2022.xlsx | 46.3965 | [9 empty] | 1103760 | [6 empty] | 12.2
\cite{WEC2004} | WEC | 2004 |  | 2004 |  |  | 500 | 1 |  |  | Onshore | [19 empty] | 0.25 | 500 |  |  |  | Data - NREL (2014) | Meta-analysis_2022.xlsx | 46.3965 | [9 empty] | 1095000 | [6 empty] | 14.5
\cite{WEC2004} | WEC | 2004 |  | 2004 |  |  | 500 | 1 |  |  | Offshore | [19 empty] | 0.29 | 500 |  |  |  | Data - NREL (2014) | Meta-analysis_2022.xlsx | 46.3965 | [9 empty] | 1270200 | [6 empty] | 22
\cite{Khan2005} | Khan | 2005 |  | 2005 |  | Canada | [13 empty] | 20 |  |  | 34.31 |  |  |  |  | 0.16 | [7 empty] | Data - Dale (2012) | Meta-analysis_2022.xlsx | 57.6165 |  | c | [12 empty] | 0.03
\cite{Khan2005} | Khan | 2005 |  | 2005 |  | Canada | [13 empty] | 20 |  |  | 34.93 |  |  |  |  | 0.16 | [7 empty] | Data - Dale (2012) | Meta-analysis_2022.xlsx | 57.6165 |  | c | [12 empty] | 0.03
\cite{Khan2005} | Khan | 2005 |  | 2005 |  | Canada | [13 empty] | 20 |  |  | 30.44 |  |  |  |  | 0.16 | [7 empty] | Data - Dale (2012) | Meta-analysis_2022.xlsx | 57.6165 |  | c | [12 empty] | 0.03
\cite{Hondo2005} | Hondo | 2005 |  | 2005 | Hybrid | Japan | 300 | 1 |  |  |  |  | 6.4 |  | 1.8 |  |  |  |  | 30 |  |  | 29.5 |  | 0.12 |  |  | 1.02 | CMO |  | 0.2 | 300 | 1924231 |  |  | Data - Kubizweski (2010) | Meta-analysis_2022.xlsx | 57.6165 |  | c |  | 534508 | [5 empty] | 525600 |  | 15768000 | 52560000 |  | 0.03
\cite{Hondo2005} | Hondo | 2005 |  | 2005 | Hybrid | Japan | 400 | 1 |  |  |  |  | 9.3 |  | 2.6 |  |  |  |  | 30 |  |  | 20.3 |  | 0.18 |  |  | 1.48 | CMO |  | 0.2 | 400 | 3728394 |  |  | Data - Kubizweski (2010) | Meta-analysis_2022.xlsx | 57.6165 |  | c |  | 1035665 | [5 empty] | 700800 |  | 21024000 | 52560000 |  | 0.05
\cite{Dones2005} | Dones | 2005 |  | 2005 |  |  | 800 | 1 |  |  | Onshore |  |  |  |  | 441504 |  | 0.55 |  | 30 | [10 empty] | 0.2 | 800 |  |  |  | Data - NREL (2014) | Meta-analysis_2022.xlsx | 57.6165 | [9 empty] | 1401600 |  | 42048000 | 52560000 |  |  |  | 10.5
\cite{Dones2005} | Dones | 2005 |  | 2005 |  |  | 2000 | 1 |  |  | Offshore |  |  |  |  | 1408608 |  | 0.7 |  | 20 | [10 empty] | 0.3 | 2000 |  |  |  | Data - NREL (2014) | Meta-analysis_2022.xlsx | 57.6165 | [9 empty] | 5256000 |  | 105120000 | 52560000 |  |  |  | 13.4
\cite{Hondo2005} | Hondo | 2005 |  | 2005 |  |  | 400 | 1 |  |  | Onshore |  |  |  |  | 525600 |  | 1.31 |  | 50 | [10 empty] | 0.2 | 400 |  |  |  | Data - NREL (2014) | Meta-analysis_2022.xlsx | 57.6165 | [9 empty] | 700800 |  | 35040000 | 87600000 |  |  |  | 15
\cite{Hondo2005} | Hondo | 2005 |  | 2005 |  |  | 400 | 1 |  |  | Onshore |  |  |  |  | 426787 |  | 1.07 |  | 30 | [10 empty] | 0.2 | 400 |  |  |  | Data - NREL (2014) | Meta-analysis_2022.xlsx | 57.6165 | [9 empty] | 700800 |  | 21024000 | 52560000 |  |  |  | 20.3
\cite{Hondo2005} | Hondo | 2005 |  | 2005 |  |  | 300 | 1 |  |  | Onshore |  |  |  |  | 551880 |  | 1.84 |  | 50 | [10 empty] | 0.2 | 300 |  |  |  | Data - NREL (2014) | Meta-analysis_2022.xlsx | 57.6165 | [9 empty] | 525600 |  | 26280000 | 87600000 |  |  |  | 21
\cite{Hondo2005} | Hondo | 2005 |  | 2005 |  |  | 400 | 1 |  |  | Onshore |  |  |  |  | 378432 |  | 0.95 |  | 20 | [10 empty] | 0.2 | 400 |  |  |  | Data - NREL (2014) | Meta-analysis_2022.xlsx | 57.6165 | [9 empty] | 700800 |  | 14016000 | 35040000 |  |  |  | 27
\cite{Hondo2005} | Hondo | 2005 |  | 2005 |  |  | 300 | 1 |  |  | Onshore |  |  |  |  | 465156 |  | 1.55 |  | 30 | [10 empty] | 0.2 | 300 |  |  |  | Data - NREL (2014) | Meta-analysis_2022.xlsx | 57.6165 | [9 empty] | 525600 |  | 15768000 | 52560000 |  |  |  | 29.5
\cite{Hondo2005} | Hondo | 2005 |  | 2005 |  |  | 300 | 1 |  |  | Onshore |  |  |  |  | 420480 |  | 1.4 |  | 20 | [10 empty] | 0.2 | 300 |  |  |  | Data - NREL (2014) | Meta-analysis_2022.xlsx | 57.6165 | [9 empty] | 525600 |  | 10512000 | 35040000 |  |  |  | 40
\cite{Hondo2005} | Hondo | 2005 |  | 2005 |  |  | 400 | 1 |  |  | Onshore |  |  |  |  | 343392 |  | 0.86 |  | 10 | [10 empty] | 0.2 | 400 |  |  |  | Data - NREL (2014) | Meta-analysis_2022.xlsx | 57.6165 | [9 empty] | 700800 |  | 7008000 | 17520000 |  |  |  | 49
\cite{Hondo2005} | Hondo | 2005 |  | 2005 |  |  | 300 | 1 |  |  | Onshore |  |  |  |  | 378432 |  | 1.26 |  | 10 | [10 empty] | 0.2 | 300 |  |  |  | Data - NREL (2014) | Meta-analysis_2022.xlsx | 57.6165 | [9 empty] | 525600 |  | 5256000 | 17520000 |  |  |  | 72
\cite{Jungbluth2005} | Jungbluth | 2005 |  | 2005 |  |  | 800 | 1 |  |  | Onshore |  |  |  |  | 462528 |  | 0.58 |  | 30 | [10 empty] | 0.2 | 800 |  |  |  | Data - NREL (2014) | Meta-analysis_2022.xlsx | 57.6165 | [9 empty] | 1401600 |  | 42048000 | 52560000 |  |  |  | 11
\cite{Jungbluth2005} | Jungbluth | 2005 |  | 2005 |  |  | 2000 | 1 |  |  | Offshore |  |  |  |  | 1366560 |  | 0.68 |  | 20 | [10 empty] | 0.3 | 2000 |  |  |  | Data - NREL (2014) | Meta-analysis_2022.xlsx | 57.6165 | [9 empty] | 5256000 |  | 105120000 | 52560000 |  |  |  | 13
\cite{Khan2005} | Khan | 2005 |  | 2005 |  |  | 500 | 1 |  |  | Onshore | [8 empty] | 20 | [11 empty] | 500 |  |  |  | Data - NREL (2014) | Meta-analysis_2022.xlsx | 57.6165 | [16 empty] | 16.86
\cite{Nalukowe2006} | Nalukowe | 2006 |  | 2006 |  |  | 3000 | 1 |  |  |  |  | 1.01 |  | 0.28 |  |  |  |  | 20 |  |  | 187.61 |  |  |  |  | 0.11 |  |  | 0.3002 | 3000 | 3028000 |  | 2.57 | Data - Dale (2012) | Meta-analysis_2022.xlsx | 71.9804 |  | c |  |  |  | 7795000 |  |  |  | 7889256 |  | 157800000 | 52600000 |  | 0.01
\cite{Vestas2006} | Vestas | 2006 |  | 2006 | PA | Denmark | 1650 | 182 | 3 blade |  | Onshore |  | 737.63 |  | 204.9 |  |  |  |  | 20 |  |  | 0.33 |  |  |  |  | 59.97 |  |  | 0.39 | 300300 | 221511174740 |  | 0.2787 | Data - Dale (2012) | Meta-analysis_2022.xlsx | 71.9804 |  | c |  |  |  | 617351644 |  | 2.06 |  | 1025944920 |  | 20518898400 | 68328000 |  | 3
\cite{Vestas2006} | Vestas | 2006 |  | 2006 | PA | Denmark | 3000 | 100 |  |  | Offshore | 80 | 966.16 |  | 268.38 |  |  |  |  | 20 |  |  | 0.35 |  |  |  |  | 56.57 |  |  | 0.5416 | 300000 | 289849355762 |  | 0.2794 | Data - Dale (2012) | Meta-analysis_2022.xlsx | 71.9804 |  | o |  |  |  | 809839100 |  | 2.7 |  | 1423324800 |  | 28466496000 | 94888320 |  | 2.83
\cite{Ardente2008} | Ardente | 2006 |  | 2006 | IO | Italy | 7260 | 1 |  |  | Onshore | 55 | [7 empty] | 20 |  |  | 19.2 |  | 0.19 |  |  | 1.04 | MTCOD | 50 |  | 7260 |  |  |  | Data - Kubizweski (2010) | Meta-analysis_2022.xlsx | 71.9804 |  | o | [12 empty] | 0.05 |  | 14.8
\cite{Pehnt2006} | Pehnt | 2006 |  | 2006 |  | Germany | 1500 | 1 | [14 empty] | 30 |  | 0.12 |  |  |  | MTCOD |  |  | 1500 |  |  |  | Data - Kubizweski (2010) | Meta-analysis_2022.xlsx | 71.9804 |  | c | [12 empty] | 0.03 |  | 10.2
\cite{Pehnt2006} | Pehnt | 2006 |  | 2006 |  | Germany | 1500 | 1 |  |  | Onshore | [11 empty] | 29.4 |  | 0.12 |  |  |  | MCOTD |  |  | 1500 |  |  |  | Data - Kubizweski (2010) | Meta-analysis_2022.xlsx | 71.9804 |  | c | [12 empty] | 0.03 |  | 10.2
\cite{Pehnt2006} | Pehnt | 2006 |  | 2006 |  | Germany | 2500 | 1 | [14 empty] | 32.7 |  | 0.11 |  |  |  | MTCOD |  |  | 2500 |  |  |  | Data - Kubizweski (2010) | Meta-analysis_2022.xlsx | 71.9804 |  | c | [12 empty] | 0.03 |  | 8.9
\cite{Pehnt2006} | Pehnt | 2006 |  | 2006 |  | Germany | 2500 | 1 |  |  | Offshore | [11 empty] | 32.3 |  | 0.11 |  |  |  | MCOTD |  |  | 2500 |  |  |  | Data - Kubizweski (2010) | Meta-analysis_2022.xlsx | 71.9804 |  | c | [12 empty] | 0.03 |  | 8.9
\cite{Vestas.2006} | Vestas. | 2006 |  | 2006 |  |  | 1650 | 1 | H |  | Onshore |  |  |  |  | 794825 |  | 0.48 |  | 20 | [9 empty] | 82 | 0.39 | 1650 |  |  |  | Data - Mendecka (2019) | Meta-analysis_2022.xlsx | 71.9804 | [9 empty] | 5637060 |  | 112741200 | 68328000 |  |  |  | 7.05
\cite{Pehnt2006} | Pehnt | 2006 |  | 2006 |  |  | 2500 | 1 |  |  | Offshore | [20 empty] | 2500 |  |  |  | Data - NREL (2014) | Meta-analysis_2022.xlsx | 71.9804 | [16 empty] | 9.15
\cite{Pehnt2006} | Pehnt | 2006 |  | 2006 |  |  | 1500 | 1 |  |  | Onshore | [20 empty] | 1500 |  |  |  | Data - NREL (2014) | Meta-analysis_2022.xlsx | 71.9804 | [16 empty] | 10.86
\cite{Vestas2006a} | Vestas | 2006 |  | 2006 |  |  | 1650 | 1 |  |  | Onshore |  |  |  |  | 822652 |  | 0.5 |  | 20 | [10 empty] | 0.408 | 1650 |  |  |  | Data - NREL (2014) | Meta-analysis_2022.xlsx | 71.9804 | [9 empty] | 5897232 |  | 117944640 | 71481600 |  |  |  | 6.97
\cite{Vestas2006b} | Vestas | 2006 |  | 2006 |  |  | 3000 | 1 |  |  | Onshore |  |  |  |  | 1336285 |  | 0.45 |  | 20 | [10 empty] | 0.5416 | 3000 |  |  |  | Data - NREL (2014) | Meta-analysis_2022.xlsx | 71.9804 | [9 empty] | 14233248 |  | 284664960 | 94888320 |  |  |  | 4.69
\cite{Vestas2006b} | Vestas | 2006 |  | 2006 |  |  | 3000 | 1 |  |  | Offshore |  |  |  |  | 1503473 |  | 0.5 |  | 20 | [10 empty] | 0.5416 | 3000 |  |  |  | Data - NREL (2014) | Meta-analysis_2022.xlsx | 71.9804 | [9 empty] | 14233248 |  | 284664960 | 94888320 |  |  |  | 5.28
\cite{White2006} | White | 2006 |  | 2006 |  |  | 342.5 | 1 |  |  | Onshore |  |  |  |  | 268827 |  | 0.78 |  | 25 | [10 empty] | 0.256 | 342.5 |  |  |  | Data - NREL (2014) | Meta-analysis_2022.xlsx | 71.9804 | [9 empty] | 768076.8 |  | 19201920 | 56064000 |  |  |  | 14
\cite{White2006} | White | 2006 |  | 2006 |  |  | 750 | 1 |  |  | Onshore |  |  |  |  | 1014671 |  | 1.35 |  | 30 | [10 empty] | 0.286 | 750 |  |  |  | Data - NREL (2014) | Meta-analysis_2022.xlsx | 71.9804 | [9 empty] | 1879020 |  | 56370600 | 75160800 |  |  |  | 18
\cite{White2006} | White | 2006 |  | 2006 |  |  | 600 | 1 |  |  | Onshore |  |  |  |  | 711242 |  | 1.19 |  | 20 | [10 empty] | 0.199 | 600 |  |  |  | Data - NREL (2014) | Meta-analysis_2022.xlsx | 71.9804 | [9 empty] | 1045944 |  | 20918880 | 34864800 |  |  |  | 34
\cite{Vestas2007} | Vestas | 2007 |  | 2007 | PA | Denmark | 3000 | 100 |  |  | Onshore | 105 | 516.09 |  | 143.36 |  |  |  |  | 20 |  |  | 0.37 |  |  |  |  | 54.51 |  |  | 0.3002 | 300000 | 154828129496 |  | 0.278 | Data - Dale (2012) | Meta-analysis_2022.xlsx | 91.0701 |  | o |  |  |  | 430422200 |  | 1.43 |  | 788925600 |  | 15778512000 | 52595040 |  | 2.73
\cite{Dolan2007} | Dolan | 2007 |  | 2007 |  |  | 1800 | 1 |  |  | Offshore |  |  |  |  | 2270592 |  | 1.26 |  | 20 | [10 empty] | 0.3 | 1800 |  |  |  | Data - NREL (2014) | Meta-analysis_2022.xlsx | 91.0701 | [9 empty] | 4730400 |  | 94608000 | 52560000 |  |  |  | 24
\cite{Dones2007} | Dones | 2007 |  | 2007 |  |  | 800 | 1 |  |  | Onshore |  |  |  |  | 401979 |  | 0.5 |  | 30 | [10 empty] | 0.2 | 800 |  |  |  | Data - NREL (2014) | Meta-analysis_2022.xlsx | 91.0701 | [9 empty] | 1401600 |  | 42048000 | 52560000 |  |  |  | 9.56
\cite{Dones2007} | Dones | 2007 |  | 2007 |  |  | 2000 | 1 |  |  | Offshore |  |  |  |  | 1292976 |  | 0.65 |  | 20 | [10 empty] | 0.3 | 2000 |  |  |  | Data - NREL (2014) | Meta-analysis_2022.xlsx | 91.0701 | [9 empty] | 5256000 |  | 105120000 | 52560000 |  |  |  | 12.3
\cite{Dones2007} | Dones | 2007 |  | 2007 |  |  | 800 | 1 |  |  | Onshore |  |  |  |  | 400297 |  | 0.5 |  | 30 | [10 empty] | 0.14 | 800 |  |  |  | Data - NREL (2014) | Meta-analysis_2022.xlsx | 91.0701 | [9 empty] | 981120 |  | 29433600 | 36792000 |  |  |  | 13.6
\cite{Lee2008} | Lee | 2008 |  | 2008 |  | Taiwan | 1750 | 2 |  |  |  | 60 | 2.46 |  | 0.68 |  |  |  |  | 20 |  |  | 109.25 |  |  |  |  | 0.18 |  | 60 | 0.426 | 3500 | 8608000 |  |  | Data - Dale (2012) | Meta-analysis_2022.xlsx | 116.9072 |  | o | [7 empty] | 13061160 |  | 261223200 | 74635200 |  | 0.01
\cite{Lee2008} | Lee | 2008 |  | 2008 |  | Taiwan | 660 | 4 |  |  |  | 45 | 2.94 |  | 0.82 |  |  |  |  | 20 |  |  | 40.55 |  |  |  |  | 0.49 |  | 47 | 0.189 | 2640 | 7760000 |  |  | Data - Dale (2012) | Meta-analysis_2022.xlsx | 116.9072 |  | o | [7 empty] | 4370889.6 |  | 87417792 | 33112800 |  | 0.02
\cite{Lee2008} | Lee | 2008 |  | 2008 |  | Taiwan | 600 | 4 |  |  |  | 46 | 2.99 |  | 0.83 |  |  |  |  | 20 |  |  | 65.16 |  |  |  |  | 0.31 |  | 43.7 | 0.309 | 2400 | 7178000 |  |  | Data - Dale (2012) | Meta-analysis_2022.xlsx | 116.9072 |  | o | [7 empty] | 6496416 |  | 129928320 | 54136800 |  | 0.02
\cite{Ardente2008} | Ardente | 2008 |  | 2008 |  | Italy | 660 | 11 |  |  | Onshore | 55 | 6.39 |  | 1.78 |  |  |  |  | 20 |  |  | 18.18 |  |  |  |  | 1.1 |  | 50 | 0.19 | 7260 | 46400000 |  | 0.3498 | Data - Dale (2012) | Meta-analysis_2022.xlsx | 116.9072 |  | o | 4300000 |  |  | 16230720 | 15000 | 2.24 | 0.002 | 12083544 |  | 242120000 | 33349862.259 |  | 0.06 | 0.02 | 13.65 | 4.85
\cite{Ardente2008} | Ardente | 2008 |  | 2008 |  |  | 660 | 1 | H |  | Onshore |  |  |  |  | 177958 |  | 0.27 |  | 20 | [9 empty] | 50 | 0.19 | 660 |  |  |  | Data - Mendecka (2019) | Meta-analysis_2022.xlsx | 116.9072 | [9 empty] | 1098504 |  | 21970080 | 33288000 |  |  |  | 8.1
\cite{Ardente2008} | Ardente | 2008 |  | 2008 |  |  | 660 | 1 |  |  | Onshore |  |  |  |  | 325157 |  | 0.49 |  | 20 | [10 empty] | 0.19 | 660 |  |  |  | Data - NREL (2014) | Meta-analysis_2022.xlsx | 116.9072 | [9 empty] | 1098504 |  | 21970080 | 33288000 |  |  |  | 14.8
\cite{DONG Energy2008} | DONG Energy | 2008 |  | 2008 |  |  | 2000 | 1 |  |  | Offshore |  |  |  |  | 1299546 |  | 0.65 |  | 20 | [10 empty] | 0.46 | 2000 |  |  |  | Data - NREL (2014) | Meta-analysis_2022.xlsx | 116.9072 | [9 empty] | 8059200 |  | 161184000 | 80592000 |  |  |  | 8.06
\cite{Lee b2008} | Lee b | 2008 |  | 2008 |  |  | 854 | 1 |  |  | Onshore |  |  |  |  | 178719 |  | 0.21 |  | 20 | [10 empty] | 0.3318 | 854 |  |  |  | Data - NREL (2014) | Meta-analysis_2022.xlsx | 116.9072 | [9 empty] | 2482209.072 |  | 49644181.44 | 58131360 |  |  |  | 3.6
\cite{Pehnt2008} | Pehnt | 2008 |  | 2008 |  |  | 5000 | 1 |  |  | Offshore | [20 empty] | 5000 |  |  |  | Data - NREL (2014) | Meta-analysis_2022.xlsx | 116.9072 | [16 empty] | 22
\cite{Fleck2009} | Fleck | 2009 |  | 2009 | PA | Canada | 0.4 | 5 | Air-X micro turbine | Wind system for home use | Onshore | 30 | 101.64 |  | 28.23 |  |  |  |  | 20 | [7 empty] | 19.98 | MTCBaO | 1.17 | 0.1613 | 2 | 203281 |  |  | Data - Carbajales-Dale (2016) | Meta-analysis_2022.xlsx | 151.3705 |  | c |  | 56467 | [5 empty] | 2826.05 |  | 56521 | 28260500 |  | 0.999
\cite{Mithraratne2009} | Mithraratne | 2009 |  | 2009 | PA | New Zealand | 1.5 | 1 | 1.5-kW Swift turbine |  | Onshore |  | 13.81 |  | 3.84 |  |  |  |  | 20 | [7 empty] | 10.94 | MTCOD | 2 | 0.04003 | 1.5 | 20709 |  |  | Data - Carbajales-Dale (2016) | Meta-analysis_2022.xlsx | 151.3705 |  | c |  | 5753 | [5 empty] | 526 |  | 10520 | 7013333.3333 |  | 0.547
\cite{Mithraratne2009} | Mithraratne | 2009 |  | 2009 | PA | New Zealand | 1.5 | 1 | 1.5-kW Swift turbine |  | Onshore |  | 13.81 |  | 3.84 |  |  |  |  | 20 | [7 empty] | 6.84 | MTCOD | 2 | 0.064003 | 1.5 | 20709 |  |  | Data - Carbajales-Dale (2016) | Meta-analysis_2022.xlsx | 151.3705 |  | c |  | 5753 | [5 empty] | 841 |  | 16820 | 11213333.3333 |  | 0.342
\cite{Fleck2009} | Fleck | 2009 |  | 2009 | PA |  | 0.4 | 5 | Southwest Wind Air X |  | Onshore | 30 |  |  |  | 9078 |  | 4.54 |  | 20 | [6 empty] | Includes 46.4 kWh of battery storage |  | MTCOD | 1.17 | 0.1613 | 2 |  |  |  | Data - Carbajales-Dale (2022) | Meta-analysis_2022.xlsx | 151.3705 | [5 empty] | 56467 |  | 1 |  | 2826.05 |  | 56521 | 28260500 |  |  |  | 160.61
\cite{Fleck2009} | Fleck | 2009 |  | 2009 | PA |  | 0.4 | 5 | Southwest Wind Air X |  | Onshore | 30 |  |  |  | 6325 |  | 3.16 |  | 20 | [6 empty] | Without battery storage |  | MTCOD | 1.17 | 0.1613 | 2 |  |  |  | Data - Carbajales-Dale (2022) | Meta-analysis_2022.xlsx | 151.3705 | [5 empty] | 22816 |  | 0.4 |  | 2826.05 |  | 56521 | 28260500 |  |  |  | 111.91
\cite{Martinez2009} | Martinez | 2009 |  | 2009 |  | Spain | 2000 | 1 |  |  |  |  | 4.18 |  | 1.16 |  |  |  |  | 20 |  |  | 34.37 |  |  |  |  | 0.58 |  |  | 0.228 | 2000 | 8368966 |  |  | Data - Dale (2012) | Meta-analysis_2022.xlsx | 151.3705 |  | c | [7 empty] | 3994560 |  | 79891200 | 39945600 |  | 0.03
\cite{Weinzettel2009} | Weinzettel | 2009 |  | 2009 | PA |  | 5000 | 40 |  |  | Offshore | 100 | 1.39 |  | 0.39 |  |  |  |  | 20 |  |  | 18.52 |  |  |  |  | 1.08 |  | 116 | 0.53 | 200000 | 278568000 |  | 0.4 | Data - Dale (2012) | Meta-analysis_2022.xlsx | 151.3705 |  | c |  |  |  | 111427200 |  | 0.56 |  | 928560000 |  | 18571200000 | 92856000 |  | 0.05
\cite{Tremeac2009} | Tremeac | 2009 |  | 2009 |  | France | 0.25 | 1 |  |  |  |  | 11.32 |  | 3.14 |  |  |  |  | 20 |  |  | 3.05 |  |  |  |  | 6.55 |  |  | 0.055 | 0.25 | 2830 |  | 0.35 | Data - Dale (2012) | Meta-analysis_2022.xlsx | 151.3705 |  | c |  |  |  | 991 |  | 3.96 |  | 120.45 |  | 2400 | 9600000 |  | 0.33
\cite{Tremeac2009} | Tremeac | 2009 |  | 2009 |  | France | 4500 | 1 | 3 blade |  |  | 124 | 15.59 |  | 4.33 |  |  |  |  | 20 |  |  | 12.14 |  |  |  |  | 1.65 |  | 113 | 0.3 | 4500 | 70152000 |  | 0.35 | Data - Dale (2012) | Meta-analysis_2022.xlsx | 151.3705 |  | c |  |  |  | 24553200 |  | 5.46 |  | 11826000 |  | 236520000 | 52560000 |  | 0.08
\cite{Crawford2009} | Crawford | 2009 |  | 2009 | Hybrid |  | 3000 | 1 |  |  |  | 80 | 28.08 |  | 7.8 |  |  |  |  | 20 |  |  | 7.41 |  |  |  |  | 2.7 |  | 90 | 0.33 | 3000 | 84237000 |  | 0.2634 | Data - Dale (2012) | Meta-analysis_2022.xlsx | 151.3705 |  | c |  |  |  | 22188026 |  | 7.4 |  | 8672400 |  | 173448000 | 57816000 |  | 0.13 |  | 31.88
\cite{Crawford2009} | Crawford | 2009 |  | 2009 | Hybrid |  | 850 | 1 | 3 blade |  |  | 60 | 34.57 |  | 9.6 |  |  |  |  | 20 |  |  | 6.2 |  |  |  |  | 3.22 |  | 52 | 0.34 | 850 | 29388000 |  | 0.2669 | Data - Dale (2012) | Meta-analysis_2022.xlsx | 151.3705 |  | c |  |  |  | 7843657 |  | 9.23 |  | 2531640 |  | 50632800 | 59568000 |  | 0.16 |  | 34.82
\cite{Crawford2009} | Crawford | 2009 |  | 2009 |  |  | 3000 | 1 | H |  | Onshore |  |  |  |  | 7978608 |  | 2.66 |  | 20 | [9 empty] | 90 | 0.33 | 3000 |  |  |  | Data - Mendecka (2019) | Meta-analysis_2022.xlsx | 151.3705 | [9 empty] | 8672400 |  | 173448000 | 57816000 |  |  |  | 46
\cite{Crawford2009} | Crawford | 2009 |  | 2009 |  |  | 850 | 1 | H |  | Onshore |  |  |  |  | 415695 |  | 0.49 |  | 20 | [9 empty] | 52 | 0.34 | 850 |  |  |  | Data - Mendecka (2019) | Meta-analysis_2022.xlsx | 151.3705 | [9 empty] | 2531640 |  | 50632800 | 59568000 |  |  |  | 8.21
\cite{Martínez2009} | Martínez | 2009 |  | 2009 |  |  | 2000 | 1 | H |  | Onshore | [8 empty] | 20 | [9 empty] | 80 | 0.23 | 2000 |  |  |  | Data - Mendecka (2019) | Meta-analysis_2022.xlsx | 151.3705 | [9 empty] | 4029600 |  | 80592000 | 40296000
\cite{Martínez2009} | Martínez | 2009 |  | 2009 |  |  | 2000 | 1 | H |  | Onshore | [8 empty] | 20 | [10 empty] | 0.23 | 2000 |  |  |  | Data - Mendecka (2019) | Meta-analysis_2022.xlsx | 151.3705 | [9 empty] | 4029600 |  | 80592000 | 40296000
\cite{Tremeac2009} | Tremeac | 2009 |  | 2009 |  |  | 4500 | 1 | H |  | Onshore |  |  |  |  | 1028862 |  | 0.23 |  | 20 | [10 empty] | 0.29 | 4500 |  |  |  | Data - Mendecka (2019) | Meta-analysis_2022.xlsx | 151.3705 | [9 empty] | 11431800 |  | 228636000 | 50808000 |  |  |  | 4.5
\cite{Martínez2009} | Martínez | 2009 |  | 2009 |  |  | 0.25 | 1 | V |  | Onshore |  |  |  |  | 11 |  | 0.04 |  | 20 | [10 empty] | 0.05 | 0.25 |  |  |  | Data - Mendecka (2019) | Meta-analysis_2022.xlsx | 151.3705 | [9 empty] | 109.5 |  | 2190 | 8760000 |  |  |  | 4.8
\cite{Weinzettel2009} | Weinzettel | 2009 |  | 2009 |  |  | 5000 | 1 | H |  | Offshore |  |  |  |  | 2885544 |  | 0.58 |  | 20 | [10 empty] | 0.54 | 5000 |  |  |  | Data - Mendecka (2019) | Meta-analysis_2022.xlsx | 151.3705 | floating | [8 empty] | 23652000 |  | 473040000 | 94608000 |  |  |  | 6.1
\cite{Crawford2009} | Crawford | 2009 |  | 2009 |  |  | 3000 | 1 |  |  | Onshore |  |  |  |  | 5532000 |  | 1.84 |  | 20 | [10 empty] | 0.33 | 3000 |  |  |  | Data - NREL (2014) | Meta-analysis_2022.xlsx | 151.3705 | [9 empty] | 8672400 |  | 173448000 | 57816000 |  |  |  | 31.89
\cite{Crawford2009} | Crawford | 2009 |  | 2009 |  |  | 850 | 1 |  |  | Onshore |  |  |  |  | 1762900 |  | 2.07 |  | 20 | [10 empty] | 0.34 | 850 |  |  |  | Data - NREL (2014) | Meta-analysis_2022.xlsx | 151.3705 | [9 empty] | 2531640 |  | 50632800 | 59568000 |  |  |  | 34.82
\cite{Jacobson2009} | Jacobson | 2009 |  | 2009 |  |  | 5000 | 1 |  |  | Onshore |  |  |  |  | 1563660 |  | 0.31 |  | 30 | [10 empty] | 0.425 | 5000 |  |  |  | Data - NREL (2014) | Meta-analysis_2022.xlsx | 151.3705 | [9 empty] | 18615000 |  | 558450000 | 111690000 |  |  |  | 2.8
\cite{Jacobson2009} | Jacobson | 2009 |  | 2009 |  |  | 5000 | 1 |  |  | Onshore |  |  |  |  | 1563660 |  | 0.31 |  | 20 | [10 empty] | 0.425 | 5000 |  |  |  | Data - NREL (2014) | Meta-analysis_2022.xlsx | 151.3705 | [9 empty] | 18615000 |  | 372300000 | 74460000 |  |  |  | 4.2
\cite{Jacobson2009} | Jacobson | 2009 |  | 2009 |  |  | 5000 | 1 |  |  | Onshore |  |  |  |  | 2858738 |  | 0.57 |  | 30 | [10 empty] | 0.294 | 5000 |  |  |  | Data - NREL (2014) | Meta-analysis_2022.xlsx | 151.3705 | [9 empty] | 12877200 |  | 386316000 | 77263200 |  |  |  | 7.4
\cite{Jacobson2009} | Jacobson | 2009 |  | 2009 |  |  | 5000 | 1 |  |  | Onshore |  |  |  |  | 2858738 |  | 0.57 |  | 20 | [10 empty] | 0.294 | 5000 |  |  |  | Data - NREL (2014) | Meta-analysis_2022.xlsx | 151.3705 | [9 empty] | 12877200 |  | 257544000 | 51508800 |  |  |  | 11.1
\cite{Martínez2009} | Martínez | 2009 |  | 2009 |  |  | 2000 | 1 |  |  | Onshore |  |  |  |  | 496000 |  | 0.25 |  | 20 | [10 empty] | 0.22831 | 2000 |  |  |  | Data - NREL (2014) | Meta-analysis_2022.xlsx | 151.3705 | [9 empty] | 4000000 |  | 80000000 | 40000000 |  |  |  | 6.2
\cite{Martínez2009} | Martínez | 2009 |  | 2009 |  |  | 2000 | 1 |  |  | Onshore |  |  |  |  | 526400 |  | 0.26 |  | 20 | [10 empty] | 0.22831 | 2000 |  |  |  | Data - NREL (2014) | Meta-analysis_2022.xlsx | 151.3705 | [9 empty] | 4000000 |  | 80000000 | 40000000 |  |  |  | 6.58
\cite{Martínez2009} | Martínez | 2009 |  | 2009 |  |  | 2000 | 1 |  |  | Onshore |  |  |  |  | 743200 |  | 0.37 |  | 20 | [10 empty] | 0.22831 | 2000 |  |  |  | Data - NREL (2014) | Meta-analysis_2022.xlsx | 151.3705 | [9 empty] | 4000000 |  | 80000000 | 40000000 |  |  |  | 9.29
\cite{Rule2009} | Rule | 2009 |  | 2009 |  |  | 1650 | 1 |  |  | Onshore |  |  |  |  | 1685455 |  | 1.02 |  | 100 | [10 empty] | 0.38869 | 1650 |  |  |  | Data - NREL (2014) | Meta-analysis_2022.xlsx | 151.3705 | [9 empty] | 5618181.8182 |  | 561818181.8182 | 340495867.7686 |  |  |  | 3
\cite{Tremeac2009} | Tremeac | 2009 |  | 2009 |  |  | 4500 | 1 |  |  | Onshore |  |  |  |  | 2823733 |  | 0.63 |  | 20 | [10 empty] | 0.296 | 4500 |  |  |  | Data - NREL (2014) | Meta-analysis_2022.xlsx | 151.3705 | [9 empty] | 11668320 |  | 233366400 | 51859200 |  |  |  | 12.1
\cite{Tremeac2009} | Tremeac | 2009 |  | 2009 |  |  | 4500 | 1 |  |  | Onshore |  |  |  |  | 3737016 |  | 0.83 |  | 20 | [10 empty] | 0.3 | 4500 |  |  |  | Data - NREL (2014) | Meta-analysis_2022.xlsx | 151.3705 | [9 empty] | 11826000 |  | 236520000 | 52560000 |  |  |  | 15.8
\cite{Tremeac2009} | Tremeac | 2009 |  | 2009 |  |  | 4500 | 1 |  |  | Onshore |  |  |  |  | 4947368 |  | 1.1 |  | 20 | [10 empty] | 0.296 | 4500 |  |  |  | Data - NREL (2014) | Meta-analysis_2022.xlsx | 151.3705 | [9 empty] | 11668320 |  | 233366400 | 51859200 |  |  |  | 21.2
\cite{Weinzettel2009} | Weinzettel | 2009 |  | 2009 |  |  | 5000 | 1 |  |  | Offshore |  |  |  |  | 5348506 |  | 1.07 |  | 20 | [10 empty] | 0.53 | 5000 |  |  |  | Data - NREL (2014) | Meta-analysis_2022.xlsx | 151.3705 | [9 empty] | 23214000 |  | 464280000 | 92856000 |  |  |  | 11.52
\cite{Weinzettel2009} | Weinzettel | 2009 |  | 2009 |  |  | 5000 | 1 |  |  | Offshore |  |  |  |  | 5682787 |  | 1.14 |  | 20 | [10 empty] | 0.53 | 5000 |  |  |  | Data - NREL (2014) | Meta-analysis_2022.xlsx | 151.3705 | [9 empty] | 23214000 |  | 464280000 | 92856000 |  |  |  | 12.24
\cite{Weinzettel2009} | Weinzettel | 2009 |  | 2009 |  |  | 2000 | 1 |  |  | Offshore |  |  |  |  | 1438042 |  | 0.72 |  | 20 | [10 empty] | 0.3 | 2000 |  |  |  | Data - NREL (2014) | Meta-analysis_2022.xlsx | 151.3705 | [9 empty] | 5256000 |  | 105120000 | 52560000 |  |  |  | 13.68
\cite{Amor2010} | Amor | 2010 |  | 2010 |  |  | 1 | 1 | H |  | Onshore |  | 15.94 |  |  | 6868 |  | 6.87 |  | 20 |  |  | 2.77 |  | 1.3 | [5 empty] | 0.07 | 1 | 15943 |  |  | Data - Mendecka (2019) | Meta-analysis_2022.xlsx | 183.5233 |  |  |  | 4428.7 | [5 empty] | 613.2 |  | 12264 | 12264000 |  | 0.36 |  | 560
\cite{Amor2010} | Amor | 2010 |  | 2010 |  |  | 1 | 1 | H |  | Onshore |  | 39.63 |  |  | 7288 |  | 7.29 |  | 20 |  |  | 4.14 |  | 0.87 | [5 empty] | 0.26 | 1 | 39630 |  |  | Data - Mendecka (2019) | Meta-analysis_2022.xlsx | 183.5233 |  |  |  | 11008.4 | [5 empty] | 2277.6 |  | 45552 | 45552000 |  | 0.24 |  | 160
\cite{Amor2010} | Amor | 2010 |  | 2010 |  |  | 1 | 1 | H |  | Onshore |  | 265.78 |  |  | 7183 |  | 7.18 |  | 20 |  |  | 0.97 |  | 3.7 | [5 empty] | 0.41 | 1 | 265778 |  |  | Data - Mendecka (2019) | Meta-analysis_2022.xlsx | 183.5233 |  |  |  | 73827.3 | [5 empty] | 3591.6 |  | 71832 | 71832000 |  | 1.03 |  | 100
\cite{Amor2010} | Amor | 2010 |  | 2010 |  |  | 10 | 1 | H |  | Onshore |  | 8.55 |  |  | 39245 |  | 3.92 |  | 20 |  |  | 5.9 |  | 0.61 | [5 empty] | 0.08 | 10 | 85498 |  |  | Data - Mendecka (2019) | Meta-analysis_2022.xlsx | 183.5233 |  |  |  | 23749.3 | [5 empty] | 7008 |  | 140160 | 14016000 |  | 0.17 |  | 280
\cite{Amor2010} | Amor | 2010 |  | 2010 |  |  | 10 | 1 | H |  | Onshore |  | 13.67 |  |  | 39175 |  | 3.92 |  | 20 |  |  | 12 |  | 0.3 | [5 empty] | 0.26 | 10 | 136656 |  |  | Data - Mendecka (2019) | Meta-analysis_2022.xlsx | 183.5233 |  |  |  | 37960 | [5 empty] | 22776 |  | 455520 | 45552000 |  | 0.08 |  | 86
\cite{Amor2010} | Amor | 2010 |  | 2010 |  |  | 10 | 1 | H |  | Onshore |  |  |  |  | 39630 |  | 3.96 |  | 20 | [10 empty] | 0.39 | 10 |  |  |  | Data - Mendecka (2019) | Meta-analysis_2022.xlsx | 183.5233 | [9 empty] | 34164 |  | 683280 | 68328000 |  |  |  | 58
\cite{Amor2010} | Amor | 2010 |  | 2010 |  |  | 30 | 1 | H |  | Onshore |  |  |  |  | 37843 |  | 1.26 |  | 20 | [10 empty] | 0.03 | 30 |  |  |  | Data - Mendecka (2019) | Meta-analysis_2022.xlsx | 183.5233 | [9 empty] | 7884 |  | 157680 | 5256000 |  |  |  | 240
\cite{Amor2010} | Amor | 2010 |  | 2010 |  |  | 30 | 1 | H |  | Onshore |  |  |  |  | 42048 |  | 1.4 |  | 20 | [10 empty] | 0.2 | 30 |  |  |  | Data - Mendecka (2019) | Meta-analysis_2022.xlsx | 183.5233 | [9 empty] | 52560 |  | 1051200 | 35040000 |  |  |  | 40
\cite{Amor2010} | Amor | 2010 |  | 2010 |  |  | 30 | 1 | H |  | Onshore | [19 empty] | 0.4 | 30 |  |  |  | Data - Mendecka (2019) | Meta-analysis_2022.xlsx | 183.5233 | [9 empty] | 105120 | [6 empty] | 20
\cite{Vattenfall e2010} | Vattenfall e | 2010 |  | 2010 |  |  | 2156.0976 | 1 |  |  | mix |  |  |  |  | 1731043 |  | 0.8 |  | 20 | [10 empty] | 0.287 | 2156.0976 |  |  |  | Data - NREL (2014) | Meta-analysis_2022.xlsx | 183.5233 | [9 empty] | 5420688 |  | 108413760 | 50282400 |  |  |  | 15.97
\cite{Vattenfall e2010} | Vattenfall e | 2010 |  | 2010 |  |  | 2156.0976 | 1 |  |  | mix |  |  |  |  | 1861139 |  | 0.86 |  | 20 | [10 empty] | 0.287 | 2156.0976 |  |  |  | Data - NREL (2014) | Meta-analysis_2022.xlsx | 183.5233 | [9 empty] | 5420688 |  | 108413760 | 50282400 |  |  |  | 17.17
\cite{Zimmerman2011} | Zimmerman | 2011 |  | 2011 | PA | EU | 2300 | 1 | ENERCON E-82 E2 |  | Onshore | 97 | 4.51 |  | 1.25 |  |  |  |  | 20 | [7 empty] | 0.56 | MCTGOD |  | 0.2531 | 2300 | 10368000 |  |  | Data - Carbajales-Dale (2016) | Meta-analysis_2022.xlsx | 227.6329 |  | c |  | 2880000 | [5 empty] | 5099500 |  | 101990000 | 44343478.2609 |  | 0.028
\cite{Zimmerman2011} | Zimmerman | 2011 |  | 2011 | PA | EU | 2300 | 1 | ENERCON E-82 E2 |  | Onshore |  | 4.51 |  | 1.25 |  |  |  |  | 20 | [7 empty] | 0.49 | MCTGOD |  | 0.29159 | 2300 | 10368000 |  |  | Data - Carbajales-Dale (2016) | Meta-analysis_2022.xlsx | 227.6329 |  | c |  | 2880000 | [5 empty] | 5875000 |  | 117500000 | 51086956.5217 |  | 0.025
\cite{Zimmerman2011} | Zimmerman | 2011 |  | 2011 | PA | EU | 2300 | 1 | ENERCON E-82 E2 |  | Onshore |  | 4.51 |  | 1.25 |  |  |  |  | 20 | [7 empty] | 0.39 | MCTGOD |  | 0.3648 | 2300 | 10368000 |  |  | Data - Carbajales-Dale (2016) | Meta-analysis_2022.xlsx | 227.6329 |  | c |  | 2880000 | [5 empty] | 7350000 |  | 147000000 | 63913043.4783 |  | 0.02
\cite{Chen2011} | Chen | 2011 |  | 2011 |  | China | 1250 | 24 |  |  | Onshore | 68 | 7.37 |  | 2.05 |  |  |  |  | 20 |  |  | 21.28 |  |  |  |  | 0.94 |  | 64 | 0.25 | 30000 | 221000000 |  |  | Data - Dale (2012) | Meta-analysis_2022.xlsx | 227.6329 |  | o | [7 empty] | 65700000 |  | 1308000000 | 43600000 |  | 0.05 |  | 2
\cite{Yang2011} | Yang | 2011 |  | 2011 | Hybrid | China | 1250 | 24 |  |  | Onshore | 68 | 7.37 |  | 2.05 |  |  |  |  | 20 |  |  | 21.3 |  |  |  |  | 0.94 |  | 64 | 0.2488 | 30000 | 221000000 |  |  | Data - Dale (2012) | Meta-analysis_2022.xlsx | 227.6329 |  | o | [7 empty] | 65384640 |  | 1307692800 | 43589760 |  | 0.05
\cite{Vestas2011} | Vestas | 2011 |  | 2011 | PA | Denmark | 3000 | 33 | V112 |  | Onshore | 84 | 9.12 |  | 2.53 |  |  |  |  | 20 |  |  | 30 |  |  |  |  | 0.67 |  |  | 0.4336 | 99000 | 902546400 |  | 0.28 | Data - Dale (2012) | Meta-analysis_2022.xlsx | 227.6329 |  | c |  |  |  | 253695000 |  | 2.56 |  | 376035264 |  | 7521220000 | 75971919.1919 |  | 0.03
\cite{Vestas2011} | Vestas | 2011 |  | 2011 | PA | Denmark | 2000 | 25 | V-80 |  | Onshore | 80 | 10.42 |  | 2.89 |  |  |  |  | 20 |  |  | 28.57 |  |  |  |  | 0.7 |  |  | 0.472 | 50000 | 520974720 |  |  | Data - Dale (2012) | Meta-analysis_2022.xlsx | 227.6329 |  | c | [7 empty] | 206736000 |  | 4134720000 | 82694400 |  | 0.04
\cite{Vestas2011} | Vestas | 2011 |  | 2011 | PA | Denmark | 2000 | 25 | V-90 |  | Onshore | 80 | 10.7 |  | 2.97 |  |  |  |  | 20 |  |  | 21.05 |  |  |  |  | 0.95 |  |  | 0.3571 | 50000 | 535059000 |  |  | Data - Dale (2012) | Meta-analysis_2022.xlsx | 227.6329 |  | c | [7 empty] | 156409800 |  | 3129000000 | 62580000 |  | 0.05
\cite{Vestas2011} | Vestas | 2011 |  | 2011 | PA | Denmark | 1800 | 28 | V100 |  |  |  | 11.85 |  | 3.29 |  |  |  |  | 20 |  |  | 22.64 |  |  |  |  | 0.88 |  |  | 0.42536 | 50400 | 597204000 |  |  | Data - Dale (2012) | Meta-analysis_2022.xlsx | 227.6329 |  | c | [7 empty] | 187800000 |  | 3756000000 | 74523809.5238 |  | 0.04
\cite{Wagner2011} | Wagner | 2011 |  | 2011 |  | Germany | 5000 | 12 | 6 RePower 5M and 6 Multibrid M5000 |  | Offshore |  | 38.33 |  | 10.65 |  |  |  |  | 20 |  |  | 7.33 |  |  |  |  | 2.73 |  |  | 0.4452 | 60000 | 2300000000 |  |  | Data - Dale (2012) | Meta-analysis_2022.xlsx | 227.6329 |  | o | [7 empty] | 233997120 |  | 4680000000 | 78000000 |  | 0.14
\cite{Arvesen2011} | Arvesen | 2011 |  | 2011 |  |  | 2500 | 1 | H |  | Onshore |  | 5.89 |  |  | 1555776 |  | 0.62 |  | 20 |  |  | 25.71 |  | 0.14 | [5 empty] | 0.24 | 2500 | 14716800 |  |  | Data - Mendecka (2019) | Meta-analysis_2022.xlsx | 227.6329 |  |  |  | 4088000 | [5 empty] | 5256000 |  | 105120000 | 42048000 |  | 0.04 |  | 14.8
\cite{Arvesen2011} | Arvesen | 2011 |  | 2011 |  |  | 2500 | 1 | H |  | Offshore |  | 12.48 |  |  | 2559015 |  | 1.02 |  | 25 |  |  | 24 |  | 0.15 | [5 empty] | 0.38 | 2500 | 31207500 |  |  | Data - Mendecka (2019) | Meta-analysis_2022.xlsx | 227.6329 | floating |  |  | 8668750 | [5 empty] | 8322000 |  | 208050000 | 83220000 |  | 0.04 |  | 12.3
\cite{Wagner2011} | Wagner | 2011 |  | 2011 |  |  | 5000 | 1 | H |  | Offshore |  |  |  |  | 12614400 |  | 2.52 |  | 20 | [10 empty] | 0.45 | 5000 |  |  |  | Data - Mendecka (2019) | Meta-analysis_2022.xlsx | 227.6329 | [9 empty] | 19710000 |  | 394200000 | 78840000 |  |  |  | 32
\cite{Zhong2011} | Zhong | 2011 |  | 2011 |  |  | 600 | 1 | H |  | Onshore |  | 3.94 | [6 empty] | 20 |  |  | 40 |  | 0.09 | [5 empty] | 0.25 | 600 | 2365200 |  |  | Data - Mendecka (2019) | Meta-analysis_2022.xlsx | 227.6329 |  |  |  | 657000 | [5 empty] | 1314000 |  | 26280000 | 43800000 |  | 0.03
\cite{Vestas.2011} | Vestas. | 2011 |  | 2011 |  |  | 2000 | 1 | H |  | Onshore |  |  |  |  | 936059 |  | 0.47 |  | 20 | [9 empty] | 80 | 0.38 | 2000 |  |  |  | Data - Mendecka (2019) | Meta-analysis_2022.xlsx | 227.6329 | [9 empty] | 6657600 |  | 133152000 | 66576000 |  |  |  | 7.03
\cite{Vestas.2011} | Vestas. | 2011 |  | 2011 |  |  | 2000 | 1 | H |  | Onshore |  | 580.26 |  |  | 1223597 |  | 0.61 |  | 20 |  |  | 0.39 |  | 9.2 |  |  |  |  | 90 | 0.36 | 2000 | 1160524800 |  |  | Data - Mendecka (2019) | Meta-analysis_2022.xlsx | 227.6329 |  |  |  | 322368000 | [5 empty] | 6307200 |  | 126144000 | 63072000 |  | 2.56 |  | 9.7
\cite{Vestas.2011} | Vestas. | 2011 |  | 2011 |  |  | 1800 | 1 | H |  | Onshore |  | 195.87 |  |  | 1261125 |  | 0.7 |  | 20 |  |  | 1.38 |  | 2.6 |  |  |  |  | 100 | 0.43 | 1800 | 352572480 |  |  | Data - Mendecka (2019) | Meta-analysis_2022.xlsx | 227.6329 |  |  |  | 97936800 | [5 empty] | 6780240 |  | 135604800 | 75336000 |  | 0.72 |  | 9.3
\cite{Vestas.2011} | Vestas. | 2011 |  | 2011 |  |  | 3000 | 1 | H |  | Onshore |  | 77.44 |  |  | 956592 |  | 0.32 |  | 20 |  |  | 2.12 |  | 1.7 |  |  |  |  | 112 | 0.26 | 3000 | 232315200 |  |  | Data - Mendecka (2019) | Meta-analysis_2022.xlsx | 227.6329 |  |  |  | 64532000 | [5 empty] | 6832800 |  | 136656000 | 45552000 |  | 0.47 |  | 7
\cite{Parsons2011} | Parsons | 2011 |  | 2011 |  |  | 10000 | 1 | V |  | Offshore |  | 250.19 | [6 empty] | 20 |  |  | 0.86 |  | 4.2 | [5 empty] | 0.34 | 10000 | 2501856000 |  |  | Data - Mendecka (2019) | Meta-analysis_2022.xlsx | 227.6329 |  |  |  | 694960000 | [5 empty] | 29784000 |  | 595680000 | 59568000 |  | 1.17
\cite{Guezuraga2012} | Guezuraga | 2012 |  | 2012 | PA |  | 1800 | 1 | 1.8 MW-gearless |  | Onshore | 105 | 7.82 |  | 2.17 |  |  |  |  | 20 | [7 empty] | 1.2 | MTCGOD | 90 | 0.20738 | 1800 | 14076000 |  |  | Data - Carbajales-Dale (2016) | Meta-analysis_2022.xlsx | 270.8468 |  | o |  | 3910000 | [5 empty] | 3270000 |  | 65400000 | 36333333.3333 |  | 0.06
\cite{Guezuraga2012} | Guezuraga | 2012 |  | 2012 | PA |  | 2000 | 1 | 2,0 MW-geared |  | Onshore | 65 | 3.8 |  | 1.06 |  |  |  |  | 20 | [7 empty] | 0.35 | MTCGOD | 70 | 0.34132 | 2000 | 7596000 |  |  | Data - Carbajales-Dale (2016) | Meta-analysis_2022.xlsx | 270.8468 |  | c |  | 2110000 | [5 empty] | 5980000 |  | 119600000 | 59800000 |  | 0.018
\cite{Kabir2012} | Kabir | 2012 |  | 2012 | PA | Canada | 5 | 20 | Endurance (EN) 5 kW |  | Onshore | 36 | 77.9 |  | 21.64 |  |  |  |  | 25 | [7 empty] | 10.61 | MTCGOD | 5.5 | 0.23288 | 100 | 7790148 |  |  | Data - Carbajales-Dale (2016) | Meta-analysis_2022.xlsx | 270.8468 |  | c |  | 2163930 | [5 empty] | 204000 |  | 5100000 | 51000000 |  | 0.424
\cite{Kabir2012} | Kabir | 2012 |  | 2012 | PA | Canada | 20 | 5 | Jacobs (JA) 20 kW |  | Onshore | 36 | 39.07 |  | 10.85 |  |  |  |  | 25 | [7 empty] | 5.54 | MTCGOD | 9.45 | 0.22374 | 100 | 3907260 |  |  | Data - Carbajales-Dale (2016) | Meta-analysis_2022.xlsx | 270.8468 |  | c |  | 1085350 | [5 empty] | 196000 |  | 4900000 | 49000000 |  | 0.222
\cite{Kabir2012} | Kabir | 2012 |  | 2012 | PA | Canada | 100 | 1 | Northern Power (NP) 100 kW |  | Onshore | 37 | 25.43 |  | 7.06 |  |  |  |  | 25 | [7 empty] | 3.33 | MTCGOD | 21 | 0.24201 | 100 | 2543364 |  |  | Data - Carbajales-Dale (2016) | Meta-analysis_2022.xlsx | 270.8468 |  | c |  | 706490 | [5 empty] | 212000 |  | 5300000 | 53000000 |  | 0.133
\cite{Radaal2012} | Radaal | 2012 |  | 2012 | PA | UK | 5000 | 100 | NREL 5MW |  | Offshore | 90 | [7 empty] | 20 | 12.4 | 0.1 |  |  |  | 0.1 |  | 1.6 | MTCGOD | 126 | 0.46 | 500000 |  |  |  | Data - Carbajales-Dale (2016) | Meta-analysis_2022.xlsx | 270.8468 | OC4 Jacket | c | [7 empty] | 2014800000 |  | 40296000000 | 80592000
\cite{Radaal2012} | Radaal | 2012 |  | 2012 | PA | UK | 5000 | 100 | NREL 5MW |  | Offshore | 90 | [7 empty] | 20 | 11.2 | 0.1 |  |  |  | 0.1 |  | 1.8 | MTCGOD | 126 | 0.46 | 500000 |  |  |  | Data - Carbajales-Dale (2016) | Meta-analysis_2022.xlsx | 270.8468 | SWAY | c | [7 empty] | 2014800000 |  | 40296000000 | 80592000
\cite{Radaal2012} | Radaal | 2012 |  | 2012 | PA | UK | 5000 | 100 | NREL 5MW |  | Offshore | 90 | [7 empty] | 20 | 7.5 | 0.1 |  |  |  | 0.1 |  | 2.7 | MTCGOD | 126 | 0.46 | 500000 |  |  |  | Data - Carbajales-Dale (2016) | Meta-analysis_2022.xlsx | 270.8468 | Umaine Semi-S | c | [7 empty] | 2014800000 |  | 40296000000 | 80592000
\cite{Radaal2012} | Radaal | 2012 |  | 2012 | PA | UK | 5000 | 100 | NREL 5MW |  | Offshore | 90 | [7 empty] | 20 | 9.2 | 0.1 |  |  |  | 0.1 |  | 2.2 | MTCGOD | 126 | 0.46 | 500000 |  |  |  | Data - Carbajales-Dale (2016) | Meta-analysis_2022.xlsx | 270.8468 | Umaine Spar | c | [7 empty] | 2014800000 |  | 40296000000 | 80592000
\cite{Radaal2012} | Radaal | 2012 |  | 2012 | PA | UK | 5000 | 100 | NREL 5MW |  | Offshore | 90 | [7 empty] | 20 | 12 | 0.1 |  |  |  | 0.1 |  | 1.7 | MTCGOD | 126 | 0.46 | 500000 |  |  |  | Data - Carbajales-Dale (2016) | Meta-analysis_2022.xlsx | 270.8468 | Umaine TLP | c | [7 empty] | 2014800000 |  | 40296000000 | 80592000
\cite{Radaal2012} | Radaal | 2012 |  | 2012 | PA | UK | 5000 | 100 | NREL 5MW |  | Offshore | 90 | [7 empty] | 20 | 12.9 | 0.1 |  |  |  | 0.1 |  | 1.5 | MTCGOD | 126 | 0.46 | 500000 |  |  |  | Data - Carbajales-Dale (2016) | Meta-analysis_2022.xlsx | 270.8468 | MIT TLB | c | [7 empty] | 2014800000 |  | 40296000000 | 80592000
\cite{Radaal2012} | Radaal | 2012 |  | 2012 | PA | Norway | 2300 | 17 |  |  | Onshore | [8 empty] | 20 | 21 | 0.2 |  |  |  | 0.01 | Base scenario (solid rock foundation) | 0.95 | MTCGOD |  | 0.33867 | 39100 |  |  |  | Data - Carbajales-Dale (2016) | Meta-analysis_2022.xlsx | 270.8468 |  | o | [7 empty] | 116000000 |  | 2320000000 | 59335038.3632
\cite{Radaal2012} | Radaal | 2012 |  | 2012 | PA | Norway | 2300 | 17 |  |  | Onshore | [8 empty] | 20 | 20 | 0.2 |  |  |  | 0.01 | Alternative foundation (gravitation) | 1 | MTCGOD |  | 0.33867 | 39100 |  |  |  | Data - Carbajales-Dale (2016) | Meta-analysis_2022.xlsx | 270.8468 |  | o | [7 empty] | 116000000 |  | 2320000000 | 59335038.3632
\cite{Radaal2012} | Radaal | 2012 |  | 2012 | PA | Norway | 2300 | 17 |  |  | Onshore | [8 empty] | 20 | 21 | 0.2 |  |  |  | 0.01 | Steel production by CENTREL elec. | 0.95 | MTCGOD |  | 0.33867 | 39100 |  |  |  | Data - Carbajales-Dale (2016) | Meta-analysis_2022.xlsx | 270.8468 |  | o | [7 empty] | 116000000 |  | 2320000000 | 59335038.3632
\cite{Radaal2012} | Radaal | 2012 |  | 2012 | PA | Norway | 2300 | 17 |  |  | Onshore | [8 empty] | 20 | 24 | 0.2 |  |  |  | 0.01 | Steel production by hydro-elec | 0.83 | MTCGOD |  | 0.33867 | 39100 |  |  |  | Data - Carbajales-Dale (2016) | Meta-analysis_2022.xlsx | 270.8468 |  | o | [7 empty] | 116000000 |  | 2320000000 | 59335038.3632
\cite{Radaal2012} | Radaal | 2012 |  | 2012 | PA | Norway | 750 | 5 |  |  | Onshore | [8 empty] | 20 | 14.4 | 0.2 |  |  |  | 0.01 | Base scenario (gravitron foundation) | 1.39 | MTCGOD |  | 0.24353 | 3750 |  |  |  | Data - Carbajales-Dale (2016) | Meta-analysis_2022.xlsx | 270.8468 |  | o | [7 empty] | 8000000 |  | 160000000 | 42666666.6667
\cite{Radaal2012} | Radaal | 2012 |  | 2012 | PA | Norway | 750 | 5 |  |  | Onshore | [8 empty] | 20 | 13.8 | 0.2 |  |  |  | 0.01 | Steel production by CENTREL elec. | 1.44 | MTCGOD |  | 0.24353 | 3750 |  |  |  | Data - Carbajales-Dale (2016) | Meta-analysis_2022.xlsx | 270.8468 |  | o | [7 empty] | 8000000 |  | 160000000 | 42666666.6667
\cite{Radaal2012} | Radaal | 2012 |  | 2012 | PA | Norway | 750 | 5 |  |  | Onshore | [8 empty] | 20 | 15.6 | 0.2 |  |  |  | 0.01 | Steel production by hydro-elec | 1.27 | MTCGOD |  | 0.24353 | 3750 |  |  |  | Data - Carbajales-Dale (2016) | Meta-analysis_2022.xlsx | 270.8468 |  | o | [7 empty] | 8000000 |  | 160000000 | 42666666.6667
\cite{Wang2012} | Wang | 2012 |  | 2012 | PA | China | 1650 | 186 | Vestas V82 - 1.65MW |  | Onshore |  |  |  |  | 179667099 |  | 0.59 |  | 20 | [8 empty] | MTCOD |  | 0.407 | 306900 |  |  |  | Data - Carbajales-Dale (2022) | Meta-analysis_2022.xlsx | 270.8468 |  | O | [7 empty] | 1094196708 |  | 21883934160 | 71306400 |  |  |  | 8.21
\cite{Wang2012} | Wang | 2012 |  | 2012 | PA | China | 3000 | 100 | Vestas V90 - 3MW |  | Offshore |  |  |  |  | 170229646 |  | 0.57 |  | 20 | [8 empty] | MTCOD |  | 0.5416 | 300000 |  |  |  | Data - Carbajales-Dale (2022) | Meta-analysis_2022.xlsx | 270.8468 |  | O | [7 empty] | 1423324800 |  | 28466496000 | 94888320 |  |  |  | 5.98
\cite{Wang2012} | Wang | 2012 |  | 2012 | PA | China | 3000 | 100 | Vestas V90 - 3MW |  | Onshore |  |  |  |  | 78419205 |  | 0.26 |  | 20 | [8 empty] | MTCOD |  | 0.3002 | 300000 |  |  |  | Data - Carbajales-Dale (2022) | Meta-analysis_2022.xlsx | 270.8468 |  | O | [7 empty] | 788925600 |  | 15778512000 | 52595040 |  |  |  | 4.97
\cite{Wang2012} | Wang | 2012 |  | 2012 | PA | China | 850 | 116 | Vestas V52 - 850kW |  | Onshore | [8 empty] | 20 | [8 empty] | MTCOD |  | 0.23 | 98600 |  |  |  | Data - Carbajales-Dale (2022) | Meta-analysis_2022.xlsx | 270.8468 |  | O | [7 empty] | 198659280 |  | 3973185600 | 40296000
\cite{Guezuraga2012} | Guezuraga | 2012 |  | 2012 |  |  | 1800 | 1 |  |  |  |  | 4.22 |  | 1.17 |  |  |  |  | 20 |  |  | 47.1 |  |  |  |  | 0.42 |  |  | 0.28 | 1800 | 7596000 |  |  | Data - Dale (2012) | Meta-analysis_2022.xlsx | 270.8468 |  | o | [7 empty] | 4415040 |  | 99385000 | 55213888.8889 |  | 0.02 |  | 8.82
\cite{Guezuraga2012} | Guezuraga | 2012 |  | 2012 |  |  | 2000 | 1 |  |  |  |  | 7.04 |  | 1.96 |  |  |  |  | 20 |  |  | 30.59 |  |  |  |  | 0.65 |  |  | 0.34 | 2000 | 14076000 |  |  | Data - Dale (2012) | Meta-analysis_2022.xlsx | 270.8468 |  | c | [7 empty] | 5956800 |  | 119600000 | 59800000 |  | 0.03 |  | 9.73
\cite{Kabir2012} | Kabir | 2012 |  | 2012 |  | Canada | 100 | 1 |  |  |  | 37 | 7.06 |  | 1.96 |  |  |  |  | 25 |  |  | 27.01 |  |  |  |  | 0.93 |  | 21 | 0.24 | 100 | 706490 |  |  | Data - Dale (2012) | Meta-analysis_2022.xlsx | 270.8468 |  | o | [7 empty] | 210240 |  | 5300000 | 53000000 |  | 0.04
\cite{Kabir2012} | Kabir | 2012 |  | 2012 |  | Canada | 20 | 5 |  |  |  | 36 | 10.85 |  | 3.01 |  |  |  |  | 25 |  |  | 16.25 |  |  |  |  | 1.54 |  | 9.45 | 0.22 | 100 | 1085350 |  |  | Data - Dale (2012) | Meta-analysis_2022.xlsx | 270.8468 |  | o | [7 empty] | 192720 |  | 4900000 | 49000000 |  | 0.06
\cite{Kabir2012} | Kabir | 2012 |  | 2012 |  | Canada | 5 | 20 |  |  |  | 36 | 21.64 |  | 6.01 |  |  |  |  | 25 |  |  | 8.48 |  |  |  |  | 2.95 |  | 5.5 | 0.23 | 100 | 2163930 |  |  | Data - Dale (2012) | Meta-analysis_2022.xlsx | 270.8468 |  | o | [7 empty] | 201480 |  | 5100000 | 51000000 |  | 0.12
\cite{Guezuraga2012} | Guezuraga | 2012 |  | 2012 |  |  | 1800 | 1 | H |  | Onshore |  | 13.1 |  |  | 2691282 |  | 1.5 |  | 20 |  |  | 16.36 |  | 0.22 | [5 empty] | 0.34 | 1800 | 23588928 |  |  | Data - Mendecka (2019) | Meta-analysis_2022.xlsx | 270.8468 |  |  |  | 6552480 | [5 empty] | 5361120 |  | 107222400 | 59568000 |  | 0.06 |  | 25.1
\cite{Guezuraga2012} | Guezuraga | 2012 |  | 2012 |  |  | 2000 | 1 | H |  | Onshore |  | 4.78 |  |  | 1309795 |  | 0.65 |  | 20 |  |  | 27.69 |  | 0.13 | [5 empty] | 0.21 | 2000 | 9565920 |  |  | Data - Mendecka (2019) | Meta-analysis_2022.xlsx | 270.8468 |  |  |  | 2657200 | [5 empty] | 3679200 |  | 73584000 | 36792000 |  | 0.04 |  | 17.8
\cite{Kabir2012} | Kabir | 2012 |  | 2012 |  |  | 5 | 1 | H |  | Onshore |  |  |  |  | 10754 |  | 2.15 |  | 25 | [10 empty] | 0.23 | 5 |  |  |  | Data - Mendecka (2019) | Meta-analysis_2022.xlsx | 270.8468 | [9 empty] | 10074 |  | 251850 | 50370000 |  |  |  | 42.7
\cite{Kabir2012} | Kabir | 2012 |  | 2012 |  |  | 20 | 1 | H |  | Onshore |  |  |  |  | 24186 |  | 1.21 |  | 25 | [10 empty] | 0.22 | 20 |  |  |  | Data - Mendecka (2019) | Meta-analysis_2022.xlsx | 270.8468 | [9 empty] | 38544 |  | 963600 | 48180000 |  |  |  | 25.1
\cite{Kabir2012} | Kabir | 2012 |  | 2012 |  |  | 100 | 1 | H |  | Onshore |  |  |  |  | 93557 |  | 0.94 |  | 25 | [10 empty] | 0.24 | 100 |  |  |  | Data - Mendecka (2019) | Meta-analysis_2022.xlsx | 270.8468 | [9 empty] | 210240 |  | 5256000 | 52560000 |  |  |  | 17.8
\cite{Wang2012} | Wang | 2012 |  | 2012 |  |  | 1650 | 1 | H |  | Onshore |  |  |  |  | 1943774 |  | 1.18 |  | 20 | [10 empty] | 0.41 | 1650 |  |  |  | Data - Mendecka (2019) | Meta-analysis_2022.xlsx | 270.8468 | [9 empty] | 5926140 |  | 118522800 | 71832000 |  |  |  | 16.4
\cite{Wang2012} | Wang | 2012 |  | 2012 |  |  | 3000 | 1 | H |  | Offshore |  |  |  |  | 3888389 |  | 1.3 |  | 20 | [10 empty] | 0.54 | 3000 |  |  |  | Data - Mendecka (2019) | Meta-analysis_2022.xlsx | 270.8468 | floating | [8 empty] | 14191200 |  | 283824000 | 94608000 |  |  |  | 13.7
\cite{Wang2012} | Wang | 2012 |  | 2012 |  |  | 3000 | 1 | H |  | Onshore |  | 25.75 |  |  | 5045760 |  | 1.68 |  | 20 |  |  | 7.35 |  | 0.49 | [5 empty] | 0.3 | 3000 | 77263200 |  |  | Data - Mendecka (2019) | Meta-analysis_2022.xlsx | 270.8468 |  |  |  | 21462000 | [5 empty] | 7884000 |  | 157680000 | 52560000 |  | 0.14 |  | 32
\cite{Demir2013} | Demir | 2013 |  | 2013 | PA | Turkey | 330 | 1 |  |  |  | 50 | 15.24 |  | 4.23 |  |  |  |  | 20 | [7 empty] | 2.97 | MCT | 33 | 0.16293 | 330 | 5030280 |  |  | Data - Carbajales-Dale (2016) | Meta-analysis_2022.xlsx | 310.3667 |  |  |  | 1397300 | [5 empty] | 471000 |  | 9420000 | 28545454.5455 |  | 0.148
\cite{Demir2013} | Demir | 2013 |  | 2013 | PA | Turkey | 330 | 1 |  |  |  | 80 | [7 empty] | 20 | [7 empty] | 2.75 |  | 33 | 0.21032 | 330 |  |  |  | Data - Carbajales-Dale (2016) | Meta-analysis_2022.xlsx | 310.3667 | [9 empty] | 608000 |  | 12160000 | 36848484.8485
\cite{Demir2013} | Demir | 2013 |  | 2013 | PA | Turkey | 330 | 1 |  |  |  | 100 | [7 empty] | 20 | [7 empty] | 2.5 |  | 33 | 0.25806 | 330 |  |  |  | Data - Carbajales-Dale (2016) | Meta-analysis_2022.xlsx | 310.3667 | [9 empty] | 746000 |  | 14920000 | 45212121.2121
\cite{Demir2013} | Demir | 2013 |  | 2013 | PA | Turkey | 500 | 1 |  |  |  | 50 | [7 empty] | 20 | [7 empty] | 2.92 |  | 48 | 0.15822 | 500 |  |  |  | Data - Carbajales-Dale (2016) | Meta-analysis_2022.xlsx | 310.3667 | [9 empty] | 693000 |  | 13860000 | 27720000
\cite{Demir2013} | Demir | 2013 |  | 2013 | PA | Turkey | 500 | 1 |  |  |  | 80 | [7 empty] | 20 | [7 empty] | 2.42 |  | 48 | 0.20616 | 500 |  |  |  | Data - Carbajales-Dale (2016) | Meta-analysis_2022.xlsx | 310.3667 | [9 empty] | 903000 |  | 18060000 | 36120000
\cite{Demir2013} | Demir | 2013 |  | 2013 | PA | Turkey | 500 | 1 |  |  |  | 100 | [7 empty] | 20 | [7 empty] | 2.25 |  | 48 | 0.23059 | 500 |  |  |  | Data - Carbajales-Dale (2016) | Meta-analysis_2022.xlsx | 310.3667 | [9 empty] | 1010000 |  | 20200000 | 40400000
\cite{Demir2013} | Demir | 2013 |  | 2013 | PA | Turkey | 810 | 1 |  |  |  | 50 | [7 empty] | 20 | [7 empty] | 2 |  | 53 | 0.1663 | 810 |  |  |  | Data - Carbajales-Dale (2016) | Meta-analysis_2022.xlsx | 310.3667 | [9 empty] | 1180000 |  | 23600000 | 29135802.4691
\cite{Demir2013} | Demir | 2013 |  | 2013 | PA | Turkey | 810 | 1 |  |  |  | 80 | [7 empty] | 20 | [7 empty] | 1.58 |  | 53 | 0.21281 | 810 |  |  |  | Data - Carbajales-Dale (2016) | Meta-analysis_2022.xlsx | 310.3667 | [9 empty] | 1510000 |  | 30200000 | 37283950.6173
\cite{Demir2013} | Demir | 2013 |  | 2013 | PA | Turkey | 810 | 1 |  |  |  | 100 | [7 empty] | 20 | [7 empty] | 1.5 |  | 53 | 0.23536 | 810 |  |  |  | Data - Carbajales-Dale (2016) | Meta-analysis_2022.xlsx | 310.3667 | [9 empty] | 1670000 |  | 33400000 | 41234567.9012
\cite{Demir2013} | Demir | 2013 |  | 2013 | PA | Turkey | 2050 | 1 |  |  |  | 50 | [7 empty] | 20 | [7 empty] | 1.5 |  | 82 | 0.15314 | 2050 |  |  |  | Data - Carbajales-Dale (2016) | Meta-analysis_2022.xlsx | 310.3667 | [9 empty] | 2750000 |  | 55000000 | 26829268.2927
\cite{Demir2013} | Demir | 2013 |  | 2013 | PA | Turkey | 2050 | 1 |  |  |  | 80 | [7 empty] | 20 | [7 empty] | 1.25 |  | 82 | 0.19824 | 2050 |  |  |  | Data - Carbajales-Dale (2016) | Meta-analysis_2022.xlsx | 310.3667 | [9 empty] | 3560000 |  | 71200000 | 34731707.3171
\cite{Demir2013} | Demir | 2013 |  | 2013 | PA | Turkey | 2050 | 1 |  |  |  | 100 | 8.46 |  | 2.35 |  |  |  |  | 20 | [7 empty] | 1.22 |  | 82 | 0.22051 | 2050 | 17344800 |  |  | Data - Carbajales-Dale (2016) | Meta-analysis_2022.xlsx | 310.3667 |  |  |  | 4818000 | [5 empty] | 3960000 |  | 79200000 | 38634146.3415 |  | 0.061
\cite{Demir2013} | Demir | 2013 |  | 2013 | PA | Turkey | 3020 | 1 |  |  |  | 50 | [7 empty] | 20 | [7 empty] | 2.25 |  | 82 | 0.10319 | 3020 |  |  |  | Data - Carbajales-Dale (2016) | Meta-analysis_2022.xlsx | 310.3667 | [9 empty] | 2730000 |  | 54600000 | 18079470.1987
\cite{Demir2013} | Demir | 2013 |  | 2013 | PA | Turkey | 3020 | 1 |  |  |  | 80 | [7 empty] | 20 | [7 empty] | 1.83 |  | 82 | 0.13457 | 3020 |  |  |  | Data - Carbajales-Dale (2016) | Meta-analysis_2022.xlsx | 310.3667 | [9 empty] | 3560000 |  | 71200000 | 23576158.9404
\cite{Demir2013} | Demir | 2013 |  | 2013 | PA | Turkey | 3020 | 1 |  |  |  | 100 | [7 empty] | 20 | [7 empty] | 1.75 |  | 82 | 0.15082 | 3020 |  |  |  | Data - Carbajales-Dale (2016) | Meta-analysis_2022.xlsx | 310.3667 | [9 empty] | 3990000 |  | 79800000 | 26423841.0596
\cite{Greening2013} | Greening | 2013 |  | 2013 | PA | UK | 6 | 1 |  | Micro-system | Onshore | 9 | 29.9 |  | 8.31 |  |  |  |  | 20 | [7 empty] | 6.39 | MTCGOD | 5.5 | 0.1484 | 6 | 179400 |  |  | Data - Carbajales-Dale (2016) | Meta-analysis_2022.xlsx | 310.3667 |  | c |  | 49833 | [5 empty] | 7800 |  | 156000 | 26000000 |  | 0.319
\cite{Greening2013} | Greening | 2013 |  | 2013 | PA | UK | 6 | 1 |  | Micro-system | Onshore | 9 | 29.9 |  | 8.31 |  |  |  |  | 20 | [7 empty] | 5.19 | MTCGOD | 5.5 | 0.18265 | 6 | 179400 |  |  | Data - Carbajales-Dale (2016) | Meta-analysis_2022.xlsx | 310.3667 |  | c |  | 49833 | [5 empty] | 9600 |  | 192000 | 32000000 |  | 0.26
\cite{Greening2013} | Greening | 2013 |  | 2013 | PA | UK | 6 | 1 |  | Micro-system | Onshore | 9 | 29.9 |  | 8.31 |  |  |  |  | 20 | [7 empty] | 4.98 | MTCGOD | 5.5 | 0.19026 | 6 | 179400 |  |  | Data - Carbajales-Dale (2016) | Meta-analysis_2022.xlsx | 310.3667 |  | c |  | 49833 | [5 empty] | 10000 |  | 200000 | 33333333.3333 |  | 0.249
\cite{Greening2013} | Greening | 2013 |  | 2013 | PA | UK | 6 | 1 |  | Micro-system | Onshore | 9 | 29.9 |  | 8.31 |  |  |  |  | 20 | [7 empty] | 4.37 | MTCGOD | 5.5 | 0.21689 | 6 | 179400 |  |  | Data - Carbajales-Dale (2016) | Meta-analysis_2022.xlsx | 310.3667 |  | c |  | 49833 | [5 empty] | 11400 |  | 228000 | 38000000 |  | 0.219
\cite{Greening2013} | Greening | 2013 |  | 2013 | PA | UK | 6 | 1 |  | Micro-system | Onshore | 9 | 29.9 |  | 8.31 |  |  |  |  | 20 | [7 empty] | 3.96 | MTCGOD | 5.5 | 0.23973 | 6 | 179400 |  |  | Data - Carbajales-Dale (2016) | Meta-analysis_2022.xlsx | 310.3667 |  | c |  | 49833 | [5 empty] | 12600 |  | 252000 | 42000000 |  | 0.198
\cite{Greening2013} | Greening | 2013 |  | 2013 | PA | UK | 6 | 1 |  | Micro-system | Onshore | 9 | 29.9 |  | 8.31 |  |  |  |  | 20 | [7 empty] | 3.46 | MTCGOD | 5.5 | 0.27397 | 6 | 179400 |  |  | Data - Carbajales-Dale (2016) | Meta-analysis_2022.xlsx | 310.3667 |  | c |  | 49833 | [5 empty] | 14400 |  | 288000 | 48000000 |  | 0.173
\cite{Greening2013} | Greening | 2013 |  | 2013 | PA | UK | 6 | 1 |  | Micro-system | Onshore | 9 | 29.9 |  | 8.31 |  |  |  |  | 20 | [7 empty] | 3.08 | MTCGOD | 5.5 | 0.30822 | 6 | 179400 |  |  | Data - Carbajales-Dale (2016) | Meta-analysis_2022.xlsx | 310.3667 |  | c |  | 49833 | [5 empty] | 16200 |  | 324000 | 54000000 |  | 0.154
\cite{Greening2013} | Greening | 2013 |  | 2013 | PA | UK | 6 | 1 |  | Micro-system | Onshore | 9 | 29.9 |  | 8.31 |  |  |  |  | 20 | [7 empty] | 2.77 | MTCGOD | 5.5 | 0.34247 | 6 | 179400 |  |  | Data - Carbajales-Dale (2016) | Meta-analysis_2022.xlsx | 310.3667 |  | c |  | 49833 | [5 empty] | 18000 |  | 360000 | 60000000 |  | 0.138
\cite{Tsai2013} | Tsai | 2013 |  | 2013 | PA | Michigan | 3000 | 100 | Vestas V112 3.0 MW |  | Offshore | 100 | 29 |  | 8.06 |  |  |  |  | 20 | [6 empty] | Off (5 km) | 3.27 | MTCGOD |  | 0.28158 | 300000 | 8700000000 |  |  | Data - Carbajales-Dale (2016) | Meta-analysis_2022.xlsx | 310.3667 | GBF | c |  | 2416666667 | [5 empty] | 740000000 |  | 14800000000 | 49333333.3333 |  | 0.163
\cite{Tsai2013} | Tsai | 2013 |  | 2013 | PA | Michigan | 3000 | 100 | Vestas V112 3.0 MW |  | Offshore | 100 | 20.97 |  | 5.82 |  |  |  |  | 20 | [6 empty] | Off (10 km) | 2.21 | MTCGOD |  | 0.30061 | 300000 | 6290000000 |  |  | Data - Carbajales-Dale (2016) | Meta-analysis_2022.xlsx | 310.3667 | Monopile | c |  | 1747222222 | [5 empty] | 790000000 |  | 15800000000 | 52666666.6667 |  | 0.111
\cite{Tsai2013} | Tsai | 2013 |  | 2013 | PA | Michigan | 3000 | 100 | Vestas V112 3.0 MW |  | Offshore | 100 | 31.8 |  | 8.83 |  |  |  |  | 20 | [6 empty] | Off (15 km) | 3.27 | MTCGOD |  | 0.30822 | 300000 | 9540000000 |  |  | Data - Carbajales-Dale (2016) | Meta-analysis_2022.xlsx | 310.3667 | Tripod | c |  | 2650000000 | [5 empty] | 810000000 |  | 16200000000 | 54000000 |  | 0.164
\cite{Tsai2013} | Tsai | 2013 |  | 2013 | PA | Michigan | 3000 | 100 | Vestas V112 3.0 MW |  | Offshore | 100 | 34.47 |  | 9.57 |  |  |  |  | 20 | [6 empty] | Off (20 km) | 3.46 | MTCGOD |  | 0.31583 | 300000 | 10340000000 |  |  | Data - Carbajales-Dale (2016) | Meta-analysis_2022.xlsx | 310.3667 | Tripod | c |  | 2872222222 | [5 empty] | 830000000 |  | 16600000000 | 55333333.3333 |  | 0.173
\cite{Tsai2013} | Tsai | 2013 |  | 2013 | PA | Michigan | 3000 | 100 | Vestas V112 3.0 MW |  | Offshore | 100 | 31.33 |  | 8.7 |  |  |  |  | 20 | [6 empty] | Off (30 km) | 3.04 | MTCGOD |  | 0.32725 | 300000 | 9400000000 |  |  | Data - Carbajales-Dale (2016) | Meta-analysis_2022.xlsx | 310.3667 | Floating | c |  | 2611111111 | [5 empty] | 860000000 |  | 17200000000 | 57333333.3333 |  | 0.152
\cite{Tsai2013} | Tsai | 2013 |  | 2013 | PA | Michigan | 3000 | 100 | Vestas V112 3.0 MW |  | Offshore | 100 | 19.93 |  | 5.54 |  |  |  |  | 20 | [6 empty] | Off (5 km) | 2.04 | MTCGOD |  | 0.31012 | 300000 | 5980000000 |  |  | Data - Carbajales-Dale (2016) | Meta-analysis_2022.xlsx | 310.3667 | Monopile | c |  | 1661111111 | [5 empty] | 815000000 |  | 16300000000 | 54333333.3333 |  | 0.102
\cite{Tsai2013} | Tsai | 2013 |  | 2013 | PA | Michigan | 3000 | 100 | Vestas V112 3.0 MW |  | Offshore | 100 | 27.3 |  | 7.58 |  |  |  |  | 20 | [6 empty] | Off (10 km) | 2.6 | MTCGOD |  | 0.33295 | 300000 | 8190000000 |  |  | Data - Carbajales-Dale (2016) | Meta-analysis_2022.xlsx | 310.3667 | Floating | c |  | 2275000000 | [5 empty] | 875000000 |  | 17500000000 | 58333333.3333 |  | 0.13
\cite{Tsai2013} | Tsai | 2013 |  | 2013 | PA | Michigan | 3000 | 100 | Vestas V112 3.0 MW |  | Offshore | 100 | 28.33 |  | 7.87 |  |  |  |  | 20 | [6 empty] | Off (15 km) | 2.61 | MTCGOD |  | 0.34437 | 300000 | 8500000000 |  |  | Data - Carbajales-Dale (2016) | Meta-analysis_2022.xlsx | 310.3667 | Floating | c |  | 2361111111 | [5 empty] | 905000000 |  | 18100000000 | 60333333.3333 |  | 0.13
\cite{Tsai2013} | Tsai | 2013 |  | 2013 | PA | Michigan | 3000 | 100 | Vestas V112 3.0 MW |  | Offshore | 100 | 29.37 |  | 8.16 |  |  |  |  | 20 | [6 empty] | Off (20 km) | 2.67 | MTCGOD |  | 0.34817 | 300000 | 8810000000 |  |  | Data - Carbajales-Dale (2016) | Meta-analysis_2022.xlsx | 310.3667 | Floating | c |  | 2447222222 | [5 empty] | 915000000 |  | 18300000000 | 61000000 |  | 0.134
\cite{Tsai2013} | Tsai | 2013 |  | 2013 | PA | Michigan | 3000 | 100 | Vestas V112 3.0 MW |  | Offshore | 100 | 31.37 |  | 8.71 |  |  |  |  | 20 | [6 empty] | Off (30 km) | 2.83 | MTCGOD |  | 0.35198 | 300000 | 9410000000 |  |  | Data - Carbajales-Dale (2016) | Meta-analysis_2022.xlsx | 310.3667 | Floating | c |  | 2613888889 | [5 empty] | 925000000 |  | 18500000000 | 61666666.6667 |  | 0.141
\cite{Tsai2013} | Tsai | 2013 |  | 2013 | PA | Michigan | 3000 | 100 | Vestas V112 3.0 MW |  | Offshore | 100 | 19.9 |  | 5.53 |  |  |  |  | 20 | [6 empty] | Off (5 km) | 2.02 | MTCGOD |  | 0.31202 | 300000 | 5970000000 |  |  | Data - Carbajales-Dale (2016) | Meta-analysis_2022.xlsx | 310.3667 | Monopile | c |  | 1658333333 | [5 empty] | 820000000 |  | 16400000000 | 54666666.6667 |  | 0.101
\cite{Tsai2013} | Tsai | 2013 |  | 2013 | PA | Michigan | 3000 | 100 | Vestas V112 3.0 MW |  | Offshore | 100 | 32.5 |  | 9.03 |  |  |  |  | 20 | [6 empty] | Off (10 km) | 3.17 | MTCGOD |  | 0.32534 | 300000 | 9750000000 |  |  | Data - Carbajales-Dale (2016) | Meta-analysis_2022.xlsx | 310.3667 | Tripod | c |  | 2708333333 | [5 empty] | 855000000 |  | 17100000000 | 57000000 |  | 0.158
\cite{Tsai2013} | Tsai | 2013 |  | 2013 | PA | Michigan | 3000 | 100 | Vestas V112 3.0 MW |  | Offshore | 100 | 28.3 |  | 7.86 |  |  |  |  | 20 | [6 empty] | Off (15 km) | 2.62 | MTCGOD |  | 0.34247 | 300000 | 8490000000 |  |  | Data - Carbajales-Dale (2016) | Meta-analysis_2022.xlsx | 310.3667 | Floating | c |  | 2358333333 | [5 empty] | 900000000 |  | 18000000000 | 60000000 |  | 0.131
\cite{Tsai2013} | Tsai | 2013 |  | 2013 | PA | Michigan | 3000 | 100 | Vestas V112 3.0 MW |  | Offshore | 100 | 29.33 |  | 8.15 |  |  |  |  | 20 | [6 empty] | Off (20 km) | 2.69 | MTCGOD |  | 0.34627 | 300000 | 8800000000 |  |  | Data - Carbajales-Dale (2016) | Meta-analysis_2022.xlsx | 310.3667 | Floating | c |  | 2444444444 | [5 empty] | 910000000 |  | 18200000000 | 60666666.6667 |  | 0.134
\cite{Tsai2013} | Tsai | 2013 |  | 2013 | PA | Michigan | 3000 | 100 | Vestas V112 3.0 MW |  | Offshore | 100 | 31.37 |  | 8.71 |  |  |  |  | 20 | [6 empty] | Off (30 km) | 2.83 | MTCGOD |  | 0.35198 | 300000 | 9410000000 |  |  | Data - Carbajales-Dale (2016) | Meta-analysis_2022.xlsx | 310.3667 | Floating | c |  | 2613888889 | [5 empty] | 925000000 |  | 18500000000 | 61666666.6667 |  | 0.141
\cite{Tsai2013} | Tsai | 2013 |  | 2013 | PA | Michigan | 3000 | 100 | Vestas V112 3.0 MW |  | Offshore | 100 | 29.07 |  | 8.07 |  |  |  |  | 20 | [6 empty] | Off (5 km) | 3.15 | MTCGOD |  | 0.293 | 300000 | 8720000000 |  |  | Data - Carbajales-Dale (2016) | Meta-analysis_2022.xlsx | 310.3667 | GBF | c |  | 2422222222 | [5 empty] | 770000000 |  | 15400000000 | 51333333.3333 |  | 0.157
\cite{Tsai2013} | Tsai | 2013 |  | 2013 | PA | Michigan | 3000 | 100 | Vestas V112 3.0 MW |  | Offshore | 100 | 20.93 |  | 5.81 |  |  |  |  | 20 | [6 empty] | Off (10 km) | 2.19 | MTCGOD |  | 0.30251 | 300000 | 6280000000 |  |  | Data - Carbajales-Dale (2016) | Meta-analysis_2022.xlsx | 310.3667 | Monopile | c |  | 1744444444 | [5 empty] | 795000000 |  | 15900000000 | 53000000 |  | 0.11
\cite{Tsai2013} | Tsai | 2013 |  | 2013 | PA | Michigan | 3000 | 100 | Vestas V112 3.0 MW |  | Offshore | 100 | 31.1 |  | 8.64 |  |  |  |  | 20 | [6 empty] | Off (15 km) | 3.24 | MTCGOD |  | 0.30441 | 300000 | 9330000000 |  |  | Data - Carbajales-Dale (2016) | Meta-analysis_2022.xlsx | 310.3667 | Tripod | c |  | 2591666667 | [5 empty] | 800000000 |  | 16000000000 | 53333333.3333 |  | 0.162
\cite{Tsai2013} | Tsai | 2013 |  | 2013 | PA | Michigan | 3000 | 100 | Vestas V112 3.0 MW |  | Offshore | 100 | 32.1 |  | 8.92 |  |  |  |  | 20 | [6 empty] | Off (20 km) | 3.3 | MTCGOD |  | 0.30822 | 300000 | 9630000000 |  |  | Data - Carbajales-Dale (2016) | Meta-analysis_2022.xlsx | 310.3667 | Tripod | c |  | 2675000000 | [5 empty] | 810000000 |  | 16200000000 | 54000000 |  | 0.165
\cite{Tsai2013} | Tsai | 2013 |  | 2013 | PA | Michigan | 3000 | 100 | Vestas V112 3.0 MW |  | Offshore | 100 | 36.57 |  | 10.16 |  |  |  |  | 20 | [6 empty] | Off (30 km) | 3.72 | MTCGOD |  | 0.31202 | 300000 | 10970000000 |  |  | Data - Carbajales-Dale (2016) | Meta-analysis_2022.xlsx | 310.3667 | Tripod | c |  | 3047222222 | [5 empty] | 820000000 |  | 16400000000 | 54666666.6667 |  | 0.186
\cite{Marimuthu2013} | Marimuthu | 2013 |  | 2013 | Hybrid | India | 1650 | 1 |  |  | Onshore | 75 | 7.4 |  | 2.06 |  |  |  |  | 20 | [7 empty] | 1.12 | MTCGOD |  | 0.2096 | 1650 | 12211200 |  |  | Data - Carbajales-Dale (2016) | Meta-analysis_2022.xlsx | 310.3667 |  | o |  | 3392000 | [5 empty] | 3029558 |  | 60591160 | 36721915.1515 |  | 0.056
\cite{Rajaei2013} | Rajaei | 2013 |  | 2013 | PA | USA | 1800 | 90 | Vestas V90 turbine |  | Onshore | [8 empty] | 26 | 25.5 | 0.1 |  |  |  | 0.02 |  | 1.02 | MCTGO |  | 0.24522 | 162000 |  |  |  | Data - Carbajales-Dale (2016) | Meta-analysis_2022.xlsx | 310.3667 |  | o | [7 empty] | 348000000 |  | 9048000000 | 55851851.8519
\cite{Vestas2013a} | Vestas | 2013 |  | 2013 | PA | EU | 3000 | 30 | Vesta V90-3.0 MW |  | Onshore | 80 | 5.79 |  | 1.61 |  |  |  |  | 20 | [7 empty] | 0.44 | MCTGOD | 100 | 0.41312 | 90000 | 521120000 |  |  | Data - Carbajales-Dale (2016) | Meta-analysis_2022.xlsx | 310.3667 |  | c |  | 144755556 | [5 empty] | 325700000 |  | 6514000000 | 72377777.7778 |  | 0.022
\cite{Vestas2013b} | Vestas | 2013 |  | 2013 | PA | EU | 2600 | 35 | Vestas V100-2.6MW |  | Onshore | 80 | 6.73 |  | 1.87 |  |  |  |  | 20 | [7 empty] | 0.56 | MCTGOD | 90 | 0.38393 | 91000 | 612100000 |  |  | Data - Carbajales-Dale (2016) | Meta-analysis_2022.xlsx | 310.3667 |  | c |  | 170027778 | [5 empty] | 306050000 |  | 6121000000 | 67263736.2637 |  | 0.028
\cite{Wagner2013} | Wagner | 2013 |  | 2013 | PA | Germany | 5000 | 12 | Repower 5M and Multibrid M5000 |  | Offshore |  | 38.33 |  | 10.65 |  |  |  |  | 20 | [7 empty] | 2.21 | MCOD |  | 0.46233 | 60000 | 2300000000 |  |  | Data - Carbajales-Dale (2016) | Meta-analysis_2022.xlsx | 310.3667 |  | o |  | 638888889 | [5 empty] | 243000000 |  | 4860000000 | 81000000 |  | 0.131
\cite{Yang2013} | Yang | 2013 |  | 2013 | PA | China | 1500 | 33 |  |  |  |  | 5.49 |  | 1.53 |  |  |  |  | 20 | [7 empty] | 0.68 | MCTGOD |  | 0.2576 | 49500 | 272000000 |  |  | Data - Carbajales-Dale (2016) | Meta-analysis_2022.xlsx | 310.3667 |  | c |  | 75555556 | [5 empty] | 111700000 |  | 2234000000 | 45131313.1313 |  | 0.034
\cite{Greening2013} | Greening | 2013 |  | 2013 | PA | UK | 6 | 1 |  |  | Onshore | 9 |  |  |  | 7519 |  | 1.25 |  | 20 | [8 empty] | MTCOD | 5.5 | 0.1484 | 6 |  |  |  | Data - Carbajales-Dale (2022) | Meta-analysis_2022.xlsx | 310.3667 | [9 empty] | 7800 |  | 156000 | 26000000 |  |  |  | 48.2
\cite{Greening2013} | Greening | 2013 |  | 2013 | PA | UK | 6 | 1 |  |  | Onshore | 9 |  |  |  | 7519 |  | 1.25 |  | 20 | [8 empty] | MTCOD | 5.5 | 0.19026 | 6 |  |  |  | Data - Carbajales-Dale (2022) | Meta-analysis_2022.xlsx | 310.3667 | [9 empty] | 10000 |  | 200000 | 33333333.3333 |  |  |  | 37.6
\cite{Greening2013} | Greening | 2013 |  | 2013 | PA | UK | 6 | 1 |  |  | Onshore | 9 |  |  |  | 7519 |  | 1.25 |  | 20 | [8 empty] | MTCOD | 5.5 | 0.34247 | 6 |  |  |  | Data - Carbajales-Dale (2022) | Meta-analysis_2022.xlsx | 310.3667 | [9 empty] | 18000 |  | 360000 | 60000000 |  |  |  | 20.89
\cite{Oebels2013} | Oebels | 2013 |  | 2013 | PA | Brazil | 1500 | 14 |  |  | Onshore |  |  |  |  | 8946000 |  | 0.43 |  | 20 | [8 empty] | MTCO |  | 0.34247 | 21000 |  |  |  | Data - Carbajales-Dale (2022) | Meta-analysis_2022.xlsx | 310.3667 |  | C | [7 empty] | 63000000 |  | 1260000000 | 60000000 |  |  |  | 7.1
\cite{Ortegon2013} | Ortegon | 2013 |  | 2013 | PA |  | 2000 | 1 |  |  | Onshore |  | 4.76 |  |  | 712927 |  | 0.98 |  | 20 |  |  |  |  | 0.08 |  |  |  | MTCOD |  | 0.35 | 2000 | 9529202 |  |  | Data - Carbajales-Dale (2022) | Meta-analysis_2022.xlsx | 310.3667 |  | C | [7 empty] | 6132000 |  | 122640000 | 61320000 |  |  |  | 5.81
\cite{Demir2013} | Demir | 2013 |  | 2013 |  |  | 330 | 1 | H |  | Onshore |  |  |  |  | 442674 |  | 1.34 |  | 20 | [9 empty] | 33 | 0.21 | 330 |  |  |  | Data - Mendecka (2019) | Meta-analysis_2022.xlsx | 310.3667 | [9 empty] | 607068 |  | 12141360 | 36792000 |  |  |  | 36.46
\cite{Demir2013} | Demir | 2013 |  | 2013 |  |  | 500 | 1 | H |  | Onshore |  |  |  |  | 588856 |  | 1.18 |  | 20 | [9 empty] | 48 | 0.21 | 500 |  |  |  | Data - Mendecka (2019) | Meta-analysis_2022.xlsx | 310.3667 | [9 empty] | 919800 |  | 18396000 | 36792000 |  |  |  | 32.01
\cite{Demir2013} | Demir | 2013 |  | 2013 |  |  | 810 | 1 | H |  | Onshore |  | 42.31 |  |  | 645501 |  | 0.8 |  | 20 |  |  | 3.13 |  | 1.15 |  |  |  |  | 53 | 0.21 | 810 | 34271748 |  |  | Data - Mendecka (2019) | Meta-analysis_2022.xlsx | 310.3667 |  |  |  | 9519930 | [5 empty] | 1490076 |  | 29801520 | 36792000 |  | 0.32 |  | 21.66
\cite{Demir2013} | Demir | 2013 |  | 2013 |  |  | 2050 | 1 | H |  | Onshore |  |  |  |  | 1194566 |  | 0.58 |  | 20 | [9 empty] | 82 | 0.2 | 2050 |  |  |  | Data - Mendecka (2019) | Meta-analysis_2022.xlsx | 310.3667 | [9 empty] | 3591600 |  | 71832000 | 35040000 |  |  |  | 16.63
\cite{Demir2013} | Demir | 2013 |  | 2013 |  |  | 3020 | 1 | H |  | Onshore |  |  |  |  | 1634984 |  | 0.54 |  | 20 | [9 empty] | 82 | 0.13 | 3020 |  |  |  | Data - Mendecka (2019) | Meta-analysis_2022.xlsx | 310.3667 | [9 empty] | 3439176 |  | 68783520 | 22776000 |  |  |  | 23.77
\cite{Greening2013} | Greening | 2013 |  | 2013 |  |  | 6 | 1 | H |  | Onshore |  |  |  |  | 7600 |  | 1.27 |  | 20 | [10 empty] | 0.15 | 6 |  |  |  | Data - Mendecka (2019) | Meta-analysis_2022.xlsx | 310.3667 | [9 empty] | 7884 |  | 157680 | 26280000 |  |  |  | 48.2
\cite{Oebels2013} | Oebels | 2013 |  | 2013 |  |  | 1500 | 1 | H |  | Onshore | [8 empty] | 20 | [10 empty] | 0.34 | 1500 |  |  |  | Data - Mendecka (2019) | Meta-analysis_2022.xlsx | 310.3667 | [9 empty] | 4467600 |  | 89352000 | 59568000
\cite{Rashedi2013} | Rashedi | 2013 |  | 2013 |  |  | 5000 | 1 | H |  | Onshore |  | 4.77 | [6 empty] | 20 |  |  | 45 |  | 0.08 |  |  |  |  | 126 | 0.34 | 5000 | 23827200 |  |  | Data - Mendecka (2019) | Meta-analysis_2022.xlsx | 310.3667 |  |  |  | 6618666.7 | [5 empty] | 14892000 |  | 297840000 | 59568000 |  | 0.02
\cite{Rashedi2013} | Rashedi | 2013 |  | 2013 |  |  | 5000 | 1 | H |  | Offshore |  | 8.94 | [6 empty] | 20 |  |  | 36 |  | 0.1 |  |  |  |  | 126 | 0.51 | 5000 | 44676000 |  |  | Data - Mendecka (2019) | Meta-analysis_2022.xlsx | 310.3667 |  |  |  | 12410000 | [5 empty] | 22338000 |  | 446760000 | 89352000 |  | 0.03
\cite{Rashedi2013} | Rashedi | 2013 |  | 2013 |  |  | 1600 | 1 | V |  | Onshore | [8 empty] | 20 | [9 empty] | 45.7 | 0.25 | 1600 |  |  |  | Data - Mendecka (2019) | Meta-analysis_2022.xlsx | 310.3667 | [9 empty] | 3504000 |  | 70080000 | 43800000
\cite{Vestas.2013} | Vestas. | 2013 |  | 2013 |  |  | 3000 | 1 | H |  | Onshore |  |  |  |  | 1336075 |  | 0.45 |  | 20 | [9 empty] | 90 | 0.41 | 3000 |  |  |  | Data - Mendecka (2019) | Meta-analysis_2022.xlsx | 310.3667 | [9 empty] | 10774800 |  | 215496000 | 71832000 |  |  |  | 6.2
\cite{Vestas.2013} | Vestas. | 2013 |  | 2013 |  |  | 2600 | 1 | H |  | Onshore |  |  |  |  | 1367471 |  | 0.53 |  | 20 | [9 empty] | 100 | 0.38 | 2600 |  |  |  | Data - Mendecka (2019) | Meta-analysis_2022.xlsx | 310.3667 | [9 empty] | 8654880 |  | 173097600 | 66576000 |  |  |  | 7.9
\cite{Gamesa.2013} | Gamesa. | 2013 |  | 2013 |  |  | 2000 | 1 | H |  | Onshore |  | 33.85 |  |  | 1242729 |  | 0.62 |  | 20 |  |  | 8.57 |  | 0.42 |  |  |  |  | 90 | 0.46 | 2000 | 67697280 |  |  | Data - Mendecka (2019) | Meta-analysis_2022.xlsx | 310.3667 |  |  |  | 18804800 | [5 empty] | 8059200 |  | 161184000 | 80592000 |  | 0.12 |  | 7.71
\cite{Uddin2014} | Uddin | 2014 |  | 2014 | PA | Thailand | 0.3 | 1 | 300 W vertical axis |  | Onshore | 36 | 1.77 |  | 0.49 |  |  |  |  | 20 | [7 empty] | 1.31 | MTCOD | 0.25 | 0.042998 | 0.3 | 532 |  |  | Data - Carbajales-Dale (2016) | Meta-analysis_2022.xlsx | 360.6852 |  | c |  | 148 | [5 empty] | 113 |  | 2260 | 7533333.3333 |  | 0.065
\cite{Uddin2014} | Uddin | 2014 |  | 2014 | PA | Thailand | 0.3 | 1 | 300 W vertical axis |  | Onshore | 30 | 1.77 |  | 0.49 |  |  |  |  | 20 | [7 empty] | 1.06 | MTCOD | 0.25 | 0.053272 | 0.3 | 532 |  |  | Data - Carbajales-Dale (2016) | Meta-analysis_2022.xlsx | 360.6852 |  | c |  | 148 | [5 empty] | 140 |  | 2800 | 9333333.3333 |  | 0.053
\cite{Uddin2014} | Uddin | 2014 |  | 2014 | PA | Thailand | 0.3 | 1 | 300 W vertical axis |  | Onshore | 30 | 1.77 |  | 0.49 |  |  |  |  | 20 | [7 empty] | 0.27 | MTCOD | 0.25 | 0.2051 | 0.3 | 532 |  |  | Data - Carbajales-Dale (2016) | Meta-analysis_2022.xlsx | 360.6852 |  | c |  | 148 | [5 empty] | 539 |  | 10780 | 35933333.3333 |  | 0.014
\cite{Uddin2014} | Uddin | 2014 |  | 2014 | PA | Thailand | 0.5 | 1 | 500 W horizontal axis |  | Onshore | 36 | 1.18 |  | 0.33 |  |  |  |  | 20 | [7 empty] | 0.64 | MTCOD | 1.7 | 0.058447 | 0.5 | 590 |  |  | Data - Carbajales-Dale (2016) | Meta-analysis_2022.xlsx | 360.6852 |  | c |  | 164 | [5 empty] | 256 |  | 5120 | 10240000 |  | 0.032
\cite{Uddin2014} | Uddin | 2014 |  | 2014 | PA | Thailand | 0.5 | 1 | 500 W horizontal axis |  | Onshore | 30 | 1.18 |  | 0.33 |  |  |  |  | 20 | [7 empty] | 0.52 | MTCOD | 1.7 | 0.071918 | 0.5 | 590 |  |  | Data - Carbajales-Dale (2016) | Meta-analysis_2022.xlsx | 360.6852 |  | c |  | 164 | [5 empty] | 315 |  | 6300 | 12600000 |  | 0.026
\cite{Uddin2014} | Uddin | 2014 |  | 2014 | PA | Thailand | 0.5 | 1 | 500 W horizontal axis |  | Onshore | 30 | 1.18 |  | 0.33 |  |  |  |  | 20 | [7 empty] | 0.09 | MTCOD | 1.7 | 0.40685 | 0.5 | 590 |  |  | Data - Carbajales-Dale (2016) | Meta-analysis_2022.xlsx | 360.6852 |  | c |  | 164 | [5 empty] | 1782 |  | 35640 | 71280000 |  | 0.005
\cite{Vestas2014a} | Vestas | 2014 |  | 2014 | PA | EU | 3300 | 30 | Vestas V105-3.3MW |  | Onshore | 72 | 6.58 |  | 1.83 |  |  |  |  | 20 | [7 empty] | 0.44 | MCTGOD | 105 | 0.46965 | 99000 | 651680000 |  |  | Data - Carbajales-Dale (2016) | Meta-analysis_2022.xlsx | 360.6852 |  | c |  | 181022222 | [5 empty] | 407300000 |  | 8146000000 | 82282828.2828 |  | 0.022
\cite{Vestas2014b} | Vestas | 2014 |  | 2014 | PA | EU | 3300 | 30 | Vestas V117-3.3 MW |  | Onshore | 91 | 6.69 |  | 1.86 |  |  |  |  | 20 | [7 empty] | 0.5 | MCTGOD | 117 | 0.42399 | 99000 | 661860000 |  |  | Data - Carbajales-Dale (2016) | Meta-analysis_2022.xlsx | 360.6852 |  | c |  | 183850000 | [5 empty] | 367700000 |  | 7354000000 | 74282828.2828 |  | 0.025
\cite{Vestas2014c} | Vestas | 2014 |  | 2014 | PA | EU | 3300 | 30 | Vestas V126-3.3 MW |  | Onshore | 117 | 7.81 |  | 2.17 |  |  |  |  | 20 | [7 empty] | 0.67 | MCTGOD | 126 | 0.37164 | 99000 | 773520000 |  |  | Data - Carbajales-Dale (2016) | Meta-analysis_2022.xlsx | 360.6852 |  | c |  | 214866667 | [5 empty] | 322300000 |  | 6446000000 | 65111111.1111 |  | 0.033
\cite{Uddin2014} | Uddin | 2014 |  | 2014 | PA |  | 0.3 | 1 |  |  | Onshore |  | 1.77 |  | 0.49 | 140 |  | 0.47 |  | 20 |  |  |  |  | 0.05 |  | Vertical axis |  | MTCOD |  | 0.2051 | 0.3 | 532 |  |  | Data - Carbajales-Dale (2022) | Meta-analysis_2022.xlsx | 360.6852 |  |  |  | 148 |  | 44.3 |  |  |  | 539 |  | 10780 | 35933333.3333 |  | 0.01 |  | 13.02
\cite{Uddin2014} | Uddin | 2014 |  | 2014 | PA |  | 0.5 | 1 |  |  | Onshore |  | 1.18 |  | 0.33 | 162 |  | 0.32 |  | 20 |  |  |  |  | 0.02 |  | Horizontal axis |  | MTCOD | 1.7 | 0.40685 | 0.5 | 590 |  |  | Data - Carbajales-Dale (2022) | Meta-analysis_2022.xlsx | 360.6852 |  |  |  | 164 |  | 49.2 |  |  |  | 1782 |  | 35640 | 71280000 |  |  |  | 4.54
\cite{Angelakoglou2014} | Angelakoglou | 2014 |  | 2014 | PA | EU | 3000 | 1 |  |  | Onshore | 85 |  |  |  | 1520000 |  | 0.51 |  | 25 | [6 empty] | Inland |  | MTCOD | 90 | 0.1903 | 3000 |  |  |  | Data - Carbajales-Dale (2022) | Meta-analysis_2022.xlsx | 360.6852 |  | C | [7 empty] | 5001000 |  | 125025000 | 41675000 |  |  |  | 12.16
\cite{Angelakoglou2014} | Angelakoglou | 2014 |  | 2014 | PA | EU | 3000 | 1 |  |  | Onshore | 95 |  |  |  | 2736000 |  | 0.91 |  | 25 | [6 empty] | Coastal |  | MTCOD | 90 | 0.41815 | 3000 |  |  |  | Data - Carbajales-Dale (2022) | Meta-analysis_2022.xlsx | 360.6852 |  | C | [7 empty] | 10989000 |  | 274725000 | 91575000 |  |  |  | 9.96
\cite{Angelakoglou2014} | Angelakoglou | 2014 |  | 2014 | PA | EU | 3000 | 1 |  |  | Offshore | 105 |  |  |  | 4256000 |  | 1.42 |  | 25 | [8 empty] | MTCOD | 90 | 0.59053 | 3000 |  |  |  | Data - Carbajales-Dale (2022) | Meta-analysis_2022.xlsx | 360.6852 |  | C | [7 empty] | 15519000 |  | 387975000 | 129325000 |  |  |  | 10.97
\cite{Haapala2014} | Haapala | 2014 |  | 2014 |  |  | 2000 | 1 | H |  | Onshore |  | 6.31 |  |  | 2929344 |  | 1.46 |  | 20 |  |  | 40 |  | 0.09 | [5 empty] | 0.4 | 2000 | 12614400 |  |  | Data - Mendecka (2019) | Meta-analysis_2022.xlsx | 360.6852 |  |  |  | 3504000 | [5 empty] | 7008000 |  | 140160000 | 70080000 |  | 0.03 |  | 20.9
\cite{Haapala2014} | Haapala | 2014 |  | 2014 |  |  | 2000 | 1 | H |  | Onshore |  | 9.11 |  |  | 4401024 |  | 2.2 |  | 20 |  |  | 27.69 |  | 0.13 | [5 empty] | 0.4 | 2000 | 18220800 |  |  | Data - Mendecka (2019) | Meta-analysis_2022.xlsx | 360.6852 |  |  |  | 5061333.3 | [5 empty] | 7008000 |  | 140160000 | 70080000 |  | 0.04 |  | 31.4
\cite{Raadal2014} | Raadal | 2014 |  | 2014 |  |  | 5000 | 1 | H |  | Offshore |  | 8.87 |  |  | 10194888 |  | 2.04 |  | 20 |  |  | 32.73 |  | 0.11 |  |  |  |  | 126 | 0.46 | 5000 | 44325600 |  |  | Data - Mendecka (2019) | Meta-analysis_2022.xlsx | 360.6852 | floating. SWAY (turbine 4.7 for all) |  |  | 12312666.7 | [5 empty] | 20148000 |  | 402960000 | 80592000 |  | 0.03 |  | 25.3
\cite{Raadal2014} | Raadal | 2014 |  | 2014 |  |  | 5000 | 1 | H |  | Offshore |  | 6.45 |  |  | 7736832 |  | 1.55 |  | 20 |  |  | 45 |  | 0.08 |  |  |  |  | 126 | 0.46 | 5000 | 32236800 |  |  | Data - Mendecka (2019) | Meta-analysis_2022.xlsx | 360.6852 | floating. UMaine Semi-S |  |  | 8954666.7 | [5 empty] | 20148000 |  | 402960000 | 80592000 |  | 0.02 |  | 19.2
\cite{Raadal2014} | Raadal | 2014 |  | 2014 |  |  | 5000 | 1 | H |  | Offshore |  | 6.45 |  |  | 7253280 |  | 1.45 |  | 20 |  |  | 45 |  | 0.08 |  |  |  |  | 126 | 0.46 | 5000 | 32236800 |  |  | Data - Mendecka (2019) | Meta-analysis_2022.xlsx | 360.6852 | floating. UMaine Spar |  |  | 8954666.7 | [5 empty] | 20148000 |  | 402960000 | 80592000 |  | 0.02 |  | 18
\cite{Raadal2014} | Raadal | 2014 |  | 2014 |  |  | 5000 | 1 | H |  | Offshore |  | 6.45 |  |  | 7615944 |  | 1.52 |  | 20 |  |  | 45 |  | 0.08 |  |  |  |  | 126 | 0.46 | 5000 | 32236800 |  |  | Data - Mendecka (2019) | Meta-analysis_2022.xlsx | 360.6852 | floating. UMaine TLP |  |  | 8954666.7 | [5 empty] | 20148000 |  | 402960000 | 80592000 |  | 0.02 |  | 18.9
\cite{Raadal2014} | Raadal | 2014 |  | 2014 |  |  | 5000 | 1 | H |  | Offshore |  |  |  |  | 6850320 |  | 1.37 |  | 20 | [9 empty] | 126 | 0.46 | 5000 |  |  |  | Data - Mendecka (2019) | Meta-analysis_2022.xlsx | 360.6852 | floating. MIT TLB | [8 empty] | 20148000 |  | 402960000 | 80592000 |  |  |  | 17
\cite{Raadal2014} | Raadal | 2014 |  | 2014 |  |  | 5000 | 1 | H |  | Offshore |  |  |  |  | 5319072 |  | 1.06 |  | 20 | [9 empty] | 126 | 0.46 | 5000 |  |  |  | Data - Mendecka (2019) | Meta-analysis_2022.xlsx | 360.6852 | bottom fixed.OC4 Jacke | [8 empty] | 20148000 |  | 402960000 | 80592000 |  |  |  | 13.2
\cite{Reimers2014} | Reimers | 2014 |  | 2014 |  |  | 5000 | 1 | H |  | Offshore |  |  |  |  | 5722032 |  | 1.14 |  | 20 | [9 empty] | 126 | 0.46 | 5000 |  |  |  | Data - Mendecka (2019) | Meta-analysis_2022.xlsx | 360.6852 | bottom fixed | [8 empty] | 20148000 |  | 402960000 | 80592000 |  |  |  | 14.2
\cite{Reimers2014} | Reimers | 2014 |  | 2014 |  |  | 3000 | 1 | H |  | Onshore |  |  |  |  | 34058880 |  | 11.35 |  | 20 | [9 empty] | 90 | 0.24 | 3000 |  |  |  | Data - Mendecka (2019) | Meta-analysis_2022.xlsx | 360.6852 | [9 empty] | 6307200 |  | 126144000 | 42048000 |  |  |  | 270
\cite{Reimers2014} | Reimers | 2014 |  | 2014 |  |  | 2500 | 1 | H |  | Onshore |  |  |  |  | 8672400 |  | 3.47 |  | 20 | [9 empty] | 110 | 0.22 | 2500 |  |  |  | Data - Mendecka (2019) | Meta-analysis_2022.xlsx | 360.6852 | [9 empty] | 4818000 |  | 96360000 | 38544000 |  |  |  | 90
\cite{Uddin2014} | Uddin | 2014 |  | 2014 |  |  | 0.3 | 1 | V |  | Onshore |  | 2.94 | [6 empty] | 20 |  |  | 45 |  | 0.08 | [5 empty] | 0.21 | 0.3 | 883 |  |  | Data - Mendecka (2019) | Meta-analysis_2022.xlsx | 360.6852 |  |  |  | 245.3 | [5 empty] | 551.88 |  | 11037.6 | 36792000 |  | 0.02
\cite{Uddin2014} | Uddin | 2014 |  | 2014 |  |  | 0.5 | 1 | H |  | Onshore |  | 6.46 | [6 empty] | 20 |  |  | 40 |  | 0.09 |  |  |  |  | 1.7 | 0.41 | 0.5 | 3232 |  |  | Data - Mendecka (2019) | Meta-analysis_2022.xlsx | 360.6852 |  |  |  | 897.9 | [5 empty] | 1795.8 |  | 35916 | 71832000 |  | 0.03
\cite{Vestas.2014} | Vestas. | 2014 |  | 2014 |  |  | 3300 | 1 | H |  | Onshore |  | 9.88 | [6 empty] | 20 |  |  | 30 |  | 0.12 |  |  |  |  | 105 | 0.47 | 3300 | 32608224 |  |  | Data - Mendecka (2019) | Meta-analysis_2022.xlsx | 360.6852 |  |  |  | 9057840 | [5 empty] | 13586760 |  | 271735200 | 82344000 |  | 0.03
\cite{Vestas.2014} | Vestas. | 2014 |  | 2014 |  |  | 3300 | 1 | H |  | Onshore |  |  |  |  | 1554094 |  | 0.47 |  | 20 | [9 empty] | 117 | 0.42 | 3300 |  |  |  | Data - Mendecka (2019) | Meta-analysis_2022.xlsx | 360.6852 | [9 empty] | 12141360 |  | 242827200 | 73584000 |  |  |  | 6.4
\cite{Vestas.2014} | Vestas. | 2014 |  | 2014 |  |  | 3300 | 1 | H |  | Onshore |  |  |  |  | 1754137 |  | 0.53 |  | 20 | [9 empty] | 126 | 0.37 | 3300 |  |  |  | Data - Mendecka (2019) | Meta-analysis_2022.xlsx | 360.6852 | [9 empty] | 10695960 |  | 213919200 | 64824000 |  |  |  | 8.2
\cite{Wp2014} | Wp | 2014 |  | 2014 |  |  | 5000 | 1 | V |  | Offshore | [8 empty] | 20 | [9 empty] | 120 | 0.39 | 5000 |  |  |  | Data - Mendecka (2019) | Meta-analysis_2022.xlsx | 360.6852 | [9 empty] | 17082000 |  | 341640000 | 68328000
\cite{Al-Behadili2015} | Al-Behadili | 2015 |  | 2015 | PA | Libya | 1650 | 37 | M. TORESS (TWT 1.65/82), 3-bl | Wind farm | Onshore | 71 | 6.36 |  | 1.77 |  |  |  |  | 20 | [7 empty] | 0.48 | MTCGOD | 82 | 0.42393 | 61050 | 387997200 |  |  | Data - Carbajales-Dale (2016) | Meta-analysis_2022.xlsx | 427.659 |  | o |  | 107777000 | [5 empty] | 226715000 |  | 4534300000 | 74271908.2719 |  | 0.024
\cite{Aso2015} | Aso | 2015 |  | 2015 | PA |  | 2100 | 1 |  | Theoretical turbine |  | 70 | 1.56 |  | 0.43 | [13 empty] | M | 80 |  | 2100 | 3280000 |  |  | Data - Carbajales-Dale (2016) | Meta-analysis_2022.xlsx | 427.659 |  | c |  | 911111
\cite{Aso2015} | Aso | 2015 |  | 2015 | PA |  | 1600 | 1 |  | Theoretical turbine |  | 65 | 1.77 |  | 0.49 | [13 empty] | M | 70 |  | 1600 | 2830000 |  |  | Data - Carbajales-Dale (2016) | Meta-analysis_2022.xlsx | 427.659 |  | c |  | 786111
\cite{Aso2015} | Aso | 2015 |  | 2015 | PA |  | 2700 | 1 |  | Theoretical turbine |  | 80 | 1.57 |  | 0.44 | [13 empty] | M | 90 |  | 2700 | 4250000 |  |  | Data - Carbajales-Dale (2016) | Meta-analysis_2022.xlsx | 427.659 |  | c |  | 1180556
\cite{Martinez2015} | Martinez | 2015 |  | 2015 | PA |  | 2000 | 1 | G8X Gamesa onshore wind turbine |  | Onshore | 70 | [7 empty] | 20 | [8 empty] | MCGOD | 80 | 0.22831 | 2000 |  |  |  | Data - Carbajales-Dale (2016) | Meta-analysis_2022.xlsx | 427.659 |  | c | [7 empty] | 4000000 |  | 80000000 | 40000000
\cite{Matveev2015} | Matveev | 2015 |  | 2015 | PA | Russia | 4 | 1 | WPI-5-4 24 blade turbine |  | Onshore | 8 | 24.66 |  | 6.85 |  |  |  |  | 10 | [7 empty] | 9.48 | MTCOD | 5 | 0.0825 | 4 | 98653 |  |  | Data - Carbajales-Dale (2016) | Meta-analysis_2022.xlsx | 427.659 |  | c |  | 27404 | [5 empty] | 2890.8 |  | 28908 | 7227000 |  | 0.948
\cite{Matveev2015} | Matveev | 2015 |  | 2015 | PA | Russia | 4 | 1 | WPI-5-4 24 blade turbine |  | Onshore | 8 | 24.66 |  | 6.85 |  |  |  |  | 10 | [7 empty] | 3.19 | MTCOD | 5 | 0.245 | 4 | 98653 |  |  | Data - Carbajales-Dale (2016) | Meta-analysis_2022.xlsx | 427.659 |  | c |  | 27404 | [5 empty] | 8584.8 |  | 85848 | 21462000 |  | 0.319
\cite{Matveev2015} | Matveev | 2015 |  | 2015 | PA | Russia | 4 | 1 | WPI-5-4 24 blade turbine |  | Onshore | 8 | 24.66 |  | 6.85 |  |  |  |  | 10 | [7 empty] | 1.94 | MTCOD | 5 | 0.4025 | 4 | 98653 |  |  | Data - Carbajales-Dale (2016) | Meta-analysis_2022.xlsx | 427.659 |  | c |  | 27404 | [5 empty] | 14103.6 |  | 141036 | 35259000 |  | 0.194
\cite{Matveev2015} | Matveev | 2015 |  | 2015 | PA | Russia | 4 | 1 | WPI-5-4 24 blade turbine |  | Onshore | 8 | 24.66 |  | 6.85 |  |  |  |  | 10 | [7 empty] | 1.59 | MTCOD | 5 | 0.4925 | 4 | 98653 |  |  | Data - Carbajales-Dale (2016) | Meta-analysis_2022.xlsx | 427.659 |  | c |  | 27404 | [5 empty] | 17257.2 |  | 172572 | 43143000 |  | 0.159
\cite{Matveev2015} | Matveev | 2015 |  | 2015 | PA | Russia | 4 | 1 | WPI-5-4 24 blade turbine |  | Onshore | 8 | 24.66 |  | 6.85 |  |  |  |  | 10 | [7 empty] | 1.4 | MTCOD | 5 | 0.56 | 4 | 98653 |  |  | Data - Carbajales-Dale (2016) | Meta-analysis_2022.xlsx | 427.659 |  | c |  | 27404 | [5 empty] | 19622.4 |  | 196224 | 49056000 |  | 0.14
\cite{Matveev2015} | Matveev | 2015 |  | 2015 | PA | Russia | 4 | 1 | WPI-5-4 24 blade turbine |  | Onshore | 8 | 24.66 |  | 6.85 |  |  |  |  | 10 | [7 empty] | 1.06 | MTCOD | 5 | 0.7375 | 4 | 98653 |  |  | Data - Carbajales-Dale (2016) | Meta-analysis_2022.xlsx | 427.659 |  | c |  | 27404 | [5 empty] | 25842 |  | 258420 | 64605000 |  | 0.106
\cite{Nagashima2015} | Nagashima | 2015 |  | 2015 | Hybrid | Japan | 1650 | 1 | Vesta V82-1.65 MW |  | Onshore |  | 9.98 |  | 2.77 |  |  |  |  | 20 | [7 empty] | 1.58 | MCGO |  | 0.19994 | 1650 | 16460000 |  |  | Data - Carbajales-Dale (2016) | Meta-analysis_2022.xlsx | 427.659 |  | c |  | 4572222 | [5 empty] | 2890000 |  | 57800000 | 35030303.0303 |  | 0.079
\cite{Noori2015} | Noori | 2015 |  | 2015 | Hybrid | US | 2000 | 1 | Vesta V80-2.0 MW |  | Onshore | 78 | 14.13 |  | 3.92 |  |  |  |  | 20 | [7 empty] | 1.39 | MTCO |  | 0.32249 | 2000 | 28250000 |  |  | Data - Carbajales-Dale (2016) | Meta-analysis_2022.xlsx | 427.659 |  | c |  | 7847222 | [5 empty] | 5650000 |  | 113000000 | 56500000 |  | 0.069
\cite{Noori2015} | Noori | 2015 |  | 2015 | Hybrid | US | 2000 | 1 | Vesta V80-2.0 MW |  | Offshore | 60 | 10.53 |  | 2.93 |  |  |  |  | 20 | [7 empty] | 0.72 | MTCO |  | 0.46233 | 2000 | 21060000 |  |  | Data - Carbajales-Dale (2016) | Meta-analysis_2022.xlsx | 427.659 |  | c |  | 5850000 | [5 empty] | 8100000 |  | 162000000 | 81000000 |  | 0.036
\cite{Noori2015} | Noori | 2015 |  | 2015 | Hybrid | US | 3000 | 1 | Vesta V90-3.0 MW |  | Onshore | 105 | 12.11 |  | 3.36 |  |  |  |  | 20 | [7 empty] | 1.28 | MTCO |  | 0.30061 | 3000 | 36340000 |  |  | Data - Carbajales-Dale (2016) | Meta-analysis_2022.xlsx | 427.659 |  | c |  | 10094444 | [5 empty] | 7900000 |  | 158000000 | 52666666.6667 |  | 0.064
\cite{Noori2015} | Noori | 2015 |  | 2015 | Hybrid | US | 3000 | 1 | Vesta V90-3.0 MW |  | Offshore | 80 | 9.15 |  | 2.54 |  |  |  |  | 20 | [7 empty] | 0.54 | MTCO |  | 0.53272 | 3000 | 27440000 |  |  | Data - Carbajales-Dale (2016) | Meta-analysis_2022.xlsx | 427.659 |  | c |  | 7622222 | [5 empty] | 14000000 |  | 280000000 | 93333333.3333 |  | 0.027
\cite{Vargas2015} | Vargas | 2015 |  | 2015 | PA | Mexico | 2000 | 1 |  |  | Onshore |  | 0.67 |  | 0.19 |  |  |  |  | 20 | [8 empty] | MCD | 80 |  | 2000 | 1341396 |  |  | Data - Carbajales-Dale (2016) | Meta-analysis_2022.xlsx | 427.659 |  | c |  | 372610
\cite{Vargas2015} | Vargas | 2015 |  | 2015 | PA | Mexico | 2000 | 1 |  |  | Onshore |  | 0.93 |  | 0.26 |  |  |  |  | 20 | [8 empty] | MCD | 80 |  | 2000 | 1862136 |  |  | Data - Carbajales-Dale (2016) | Meta-analysis_2022.xlsx | 427.659 |  | c |  | 517260
\cite{Vestas2015a} | Vestas | 2015 |  | 2015 | PA | EU | 2000 | 25 | Vestas V100-2.0 MW |  | Onshore | 80 | 7.56 |  | 2.1 |  |  |  |  | 20 | [7 empty] | 0.5 | MCTGOD | 100 | 0.47945 | 50000 | 378000000 |  |  | Data - Carbajales-Dale (2016) | Meta-analysis_2022.xlsx | 427.659 |  | c |  | 105000000 | [5 empty] | 210000000 |  | 4200000000 | 84000000 |  | 0.025
\cite{Vestas2015b} | Vestas | 2015 |  | 2015 | PA | EU | 3300 | 30 | Vestas V112-3.3 MW |  | Onshore | 84 | 5.74 |  | 1.59 |  |  |  |  | 20 | [7 empty] | 0.44 | MCTGOD | 112 | 0.40923 | 99000 | 567840000 |  |  | Data - Carbajales-Dale (2016) | Meta-analysis_2022.xlsx | 427.659 |  | c |  | 157733333 | [5 empty] | 354900000 |  | 7098000000 | 71696969.697 |  | 0.022
\cite{Xue2015} | Xue | 2015 |  | 2015 | PA | China | 1250 | 24 |  |  | Onshore | [8 empty] | 20 | [6 empty] | Data taken from Fig. 6 |  | MTCOD |  | 0.375 | 30000 |  |  |  | Data - Carbajales-Dale (2022) | Meta-analysis_2022.xlsx | 427.659 |  | O | [7 empty] | 98550000 |  | 2208000000 | 73600000 |  |  |  | 26 | 3
\cite{Martinez2015} | Martinez | 2015 |  | 2015 | PA |  | 2000 | 1 | Gamesa GX8 |  | Onshore | 70 |  |  |  | 518000 |  | 0.26 |  | 20 | [6 empty] | CML 2 |  | MTCOD | 80 | 0.22831 | 2000 |  |  |  | Data - Carbajales-Dale (2022) | Meta-analysis_2022.xlsx | 427.659 | [9 empty] | 4000000 |  | 80000000 | 40000000 |  |  |  | 6.48
\cite{Martinez2015} | Martinez | 2015 |  | 2015 | PA |  | 2000 | 1 | Gamesa GX8 |  | Onshore | 70 | 4.03 |  | 1.12 | 520000 |  | 0.26 |  | 20 |  |  |  |  | 0.1 |  | Eco-points 97 |  | MTCOD | 80 | 0.22831 | 2000 | 8060000 |  |  | Data - Carbajales-Dale (2022) | Meta-analysis_2022.xlsx | 427.659 |  |  |  | 2238889 |  | 671666.7 |  | 0.01 |  | 4000000 |  | 80000000 | 40000000 |  | 0.03 |  | 6.5
\cite{Martinez2015} | Martinez | 2015 |  | 2015 | PA |  | 2000 | 1 | Gamesa GX8 |  | Onshore | 70 |  |  |  | 523000 |  | 0.26 |  | 20 | [6 empty] | EDIP |  | MTCOD | 80 | 0.22831 | 2000 |  |  |  | Data - Carbajales-Dale (2022) | Meta-analysis_2022.xlsx | 427.659 | [9 empty] | 4000000 |  | 80000000 | 40000000 |  |  |  | 6.54
\cite{Martinez2015} | Martinez | 2015 |  | 2015 | PA |  | 2000 | 1 | Gamesa GX8 |  | Onshore | 70 |  |  |  | 496000 |  | 0.25 |  | 20 | [6 empty] | IMPACT2002 |  | MTCOD | 80 | 0.22831 | 2000 |  |  |  | Data - Carbajales-Dale (2022) | Meta-analysis_2022.xlsx | 427.659 | [9 empty] | 4000000 |  | 80000000 | 40000000 |  |  |  | 6.2
\cite{Martinez2015} | Martinez | 2015 |  | 2015 | PA |  | 2000 | 1 | Gamesa GX8 |  | Onshore | 70 |  |  |  | 19400 |  | 0.01 |  | 20 | [6 empty] | TRACI |  | MTCOD | 80 | 0.22831 | 2000 |  |  |  | Data - Carbajales-Dale (2022) | Meta-analysis_2022.xlsx | 427.659 | [9 empty] | 4000000 |  | 80000000 | 40000000 |  |  |  | 0.24
\cite{Smith2015} | Smith | 2015 |  | 2015 | PA |  | 5 | 1 | Fortis Montana |  | Onshore |  |  |  |  | 54400 |  | 10.88 | [10 empty] | MTCOD |  |  | 5 |  |  |  | Data - Carbajales-Dale (2022) | Meta-analysis_2022.xlsx | 427.659
\cite{Nagashima2015} | Nagashima | 2015 |  | 2015 | Hybrid | Japan | 1650 | 1 | Vestas V82-1.65 MW |  | Onshore |  | 16.84 |  | 4.68 | 2253520 |  | 1.37 |  | 20 |  |  |  |  | 0.48 |  |  |  | MCO | 82 | 0.19994 | 1650 | 27790000 |  |  | Data - Carbajales-Dale (2022) | Meta-analysis_2022.xlsx | 427.659 |  | C |  | 7719444 |  | 2315833.3 |  | 0.04 |  | 2890000 |  | 57800000 | 35030303.0303 |  | 0.04 |  | 38.99
\cite{Kumar2015} | Kumar | 2015 |  | 2015 | IO | USA | 1500 | 1 | Mix of turbines for US wind industry |  | Onshore |  |  |  |  | 1912300 |  | 1.27 |  | 25 | [6 empty] | Minimum elec. generation |  | MTCOD |  | 0.20406 | 1500 |  |  |  | Data - Carbajales-Dale (2022) | Meta-analysis_2022.xlsx | 427.659 | [9 empty] | 2681313 |  | 67032825 | 44688550 |  |  |  | 28.53
\cite{Kumar2015} | Kumar | 2015 |  | 2015 |  | USA | 1500 | 1 | [7 empty] | 1912300 |  | 1.27 |  | 25 | [6 empty] | Mean elec. generation |  |  |  | 0.31118 | 1500 |  |  |  | Data - Carbajales-Dale (2022) | Meta-analysis_2022.xlsx | 427.659 | [9 empty] | 4088855 |  | 102221375 | 68147583.3333 |  |  |  | 18.71
\cite{Kumar2015} | Kumar | 2015 |  | 2015 |  | USA | 1500 | 1 | [7 empty] | 1912300 |  | 1.27 |  | 25 | [6 empty] | Maximum elec. generation |  |  |  | 0.40012 | 1500 |  |  |  | Data - Carbajales-Dale (2022) | Meta-analysis_2022.xlsx | 427.659 | [9 empty] | 5257528 |  | 131438200 | 87625466.6667 |  |  |  | 14.55
\cite{Vargas2015} | Vargas | 2015 |  | 2015 | PA | Mexico | 2000 | 1 |  |  | Onshore |  |  |  |  | 403560 |  | 0.2 |  | 20 | [6 empty] | Turbine A |  | MTCOD | 80 | 0.225 | 2000 |  |  |  | Data - Carbajales-Dale (2022) | Meta-analysis_2022.xlsx | 427.659 |  | C | [7 empty] | 3942000 |  | 78840000 | 39420000 |  |  |  | 5.12
\cite{Vargas2015} | Vargas | 2015 |  | 2015 | PA | Mexico | 2000 | 1 |  |  | Onshore |  |  |  |  | 551940 |  | 0.28 |  | 20 | [6 empty] | Turbine B |  | MTCOD | 80 | 0.225 | 2000 |  |  |  | Data - Carbajales-Dale (2022) | Meta-analysis_2022.xlsx | 427.659 |  | C | [7 empty] | 3942000 |  | 78840000 | 39420000 |  |  |  | 7
\cite{Al-Behadili2015} | Al-Behadili | 2015 |  | 2015 | PA | Libya | 1650 | 37 |  |  |  |  | 6.36 |  | 1.77 | 47445024 |  | 0.78 |  | 20 |  |  |  |  | 0.09 |  |  |  | MTCOD |  | 0.42393 | 61050 | 387997200 |  |  | Data - Carbajales-Dale (2022) | Meta-analysis_2022.xlsx | 427.659 |  | O |  | 107777000 |  | 32333100 |  | 0.01 |  | 226715000 |  | 4534300000 | 74271908.2719 |  | 0.02 |  | 10.46 | 0.02
\cite{Tallaksen2015} | Tallaksen | 2015 |  | 2015 | PA | US | 1650 | 1 | Vestas V82-1.65MW |  | Onshore |  |  |  |  | 776062 |  | 0.47 |  | 20 | [8 empty] | MTCOD |  | 0.412 | 1650 |  |  |  | Data - Carbajales-Dale (2022) | Meta-analysis_2022.xlsx | 427.659 |  | C | [7 empty] | 5955048 |  | 119100960 | 72182400 |  |  |  | 6.52
\cite{Tallaksen2015} | Tallaksen | 2015 |  | 2015 | PA | Sweden | 1650 | 1 | Vestas V82-1.65MW |  | Onshore |  |  |  |  | 830438 |  | 0.5 |  | 20 | [8 empty] | MTCOD |  | 0.397 | 1650 |  |  |  | Data - Carbajales-Dale (2022) | Meta-analysis_2022.xlsx | 427.659 |  | C | [7 empty] | 5738238 |  | 114764760 | 69554400 |  |  |  | 7.24
\cite{Alvarez2015} | Alvarez | 2015 |  | 2015 | Hybrid | Brazil | 2147.973 | 148 | Enercon E-70/2000kW, E-82/2300kW, E-92/2300kW |  | Onshore |  |  |  |  | 362455000 |  | 1.14 |  | 20 | [8 empty] | MTCGOD |  | 0.355 | 317900 |  |  |  | Data - Carbajales-Dale (2022) | Meta-analysis_2022.xlsx | 427.659 |  | O | [7 empty] | 988605420 |  | 19772108400 | 62196000 |  |  |  | 18.33
\cite{Eickelkamp2015} | Eickelkamp | 2015 |  | 2015 | Hybrid | Germany | 5000 | 12 | 6 RePower 5MW and 6 Areva Multibrid 5MW |  | Offshore |  | 33.42 |  |  | 130104000 |  | 2.17 |  | 20 |  |  |  |  | 0.43 |  | Excluding fixed assets |  | MTCOD |  | 0.44521 | 60000 | 2004912000 |  |  | Data - Carbajales-Dale (2022) | Meta-analysis_2022.xlsx | 427.659 |  | O | [7 empty] | 234000000 |  | 4680000000 | 78000000 |  | 0.12 |  | 27.8
\cite{Eickelkamp2015} | Eickelkamp | 2015 |  | 2015 | Hybrid | Germany | 5000 | 12 | 6 RePower 5MW and 6 Areva Multibrid 5MW |  | Offshore |  | 37.35 |  |  | 146952000 |  | 2.45 |  | 20 |  |  |  |  | 0.48 |  | Including fixed assets |  | MTCOD |  | 0.44521 | 60000 | 2240784000 |  |  | Data - Carbajales-Dale (2022) | Meta-analysis_2022.xlsx | 427.659 |  | O | [7 empty] | 234000000 |  | 4680000000 | 78000000 |  | 0.13 |  | 31.4
\cite{Aso2015} | Aso | 2015 |  | 2015 | PA | EU | 2100 | 1 |  |  | Onshore | 70 | 1.56 |  |  | 217000 |  | 0.1 | [10 empty] | M | 80 |  | 2100 | 3276000 |  |  | Data - Carbajales-Dale (2022) | Meta-analysis_2022.xlsx | 427.659 |  | C |  | 910000
\cite{Aso2015} | Aso | 2015 |  | 2015 | PA | EU | 1600 | 1 |  |  | Onshore | 65 | 1.77 |  |  | 186000 |  | 0.12 | [10 empty] | M | 70 |  | 1600 | 2826000 |  |  | Data - Carbajales-Dale (2022) | Meta-analysis_2022.xlsx | 427.659 |  | C |  | 785000
\cite{Aso2015} | Aso | 2015 |  | 2015 | PA | EU | 2700 | 1 |  |  | Onshore | 80 | 1.57 |  |  | 282000 |  | 0.1 | [10 empty] | M | 90 |  | 2700 | 4248000 |  |  | Data - Carbajales-Dale (2022) | Meta-analysis_2022.xlsx | 427.659 |  | C |  | 1180000
\cite{Al-Behadili2015} | Al-Behadili | 2015 |  | 2015 |  |  | 1650 | 1 | H |  | Onshore | [11 empty] | 40 |  | 0.09 |  |  |  |  | 82 | 0.35 | 1650 |  |  |  | Data - Mendecka (2019) | Meta-analysis_2022.xlsx | 427.659 | [9 empty] | 5058900 |  |  |  |  | 0.03 |  | 10.42
\cite{Martínez2015} | Martínez | 2015 |  | 2015 |  |  | 2000 | 1 | H |  | Onshore |  | 4.03 |  |  | 150707 |  | 0.08 |  | 20 |  |  | 36 |  | 0.1 |  |  |  |  | 80 | 0.23 | 2000 | 8059200 |  |  | Data - Mendecka (2019) | Meta-analysis_2022.xlsx | 427.659 |  |  |  | 2238666.7 | [5 empty] | 4029600 |  | 80592000 | 40296000 |  | 0.03 |  | 1.87
\cite{Vestas.2015} | Vestas. | 2015 |  | 2015 |  |  | 2000 | 1 | H |  | Onshore |  | 6.59 |  |  | 1021066 |  | 0.51 |  | 20 |  |  | 45 |  | 0.08 |  |  |  |  | 100 | 0.47 | 2000 | 13175040 |  |  | Data - Mendecka (2019) | Meta-analysis_2022.xlsx | 427.659 |  |  |  | 3659733.3 | [5 empty] | 8234400 |  | 164688000 | 82344000 |  | 0.02 |  | 6.2
\cite{Razdan2015} | Razdan | 2015 |  | 2015 |  |  | 2000 | 1 | H |  | Onshore |  |  |  |  | 1084838 |  | 0.54 |  | 20 | [9 empty] | 110 | 0.43 | 2000 |  |  |  | Data - Mendecka (2019) | Meta-analysis_2022.xlsx | 427.659 | [9 empty] | 7533600 |  | 150672000 | 75336000 |  |  |  | 7.2
\cite{Vestas.2015} | Vestas. | 2015 |  | 2015 |  |  | 3300 | 1 | H |  | Onshore |  |  |  |  | 1676664 |  | 0.51 |  | 20 | [9 empty] | 112 | 0.5 | 3300 |  |  |  | Data - Mendecka (2019) | Meta-analysis_2022.xlsx | 427.659 | [9 empty] | 14454000 |  | 289080000 | 87600000 |  |  |  | 5.8
\cite{Cheng2016} | Cheng | 2016 |  | 2016 | PA | Denmark | 2000 | 8 |  | Wind farm | Onshore |  | 6.55 |  | 1.82 |  |  |  |  | 20 | [7 empty] | 0.65 | MTCGOD |  | 0.32156 | 16000 | 104724000 |  |  | Data - Carbajales-Dale (2016) | Meta-analysis_2022.xlsx | 427.659 |  | o |  | 29090000 | [5 empty] | 45070000 |  | 901400000 | 56337500 |  | 0.032
\cite{Cheng2016} | Cheng | 2016 |  | 2016 | PA | Denmark | 2000 | 80 |  | Wind farm | Offshore |  | 10.94 |  | 3.04 |  |  |  |  | 20 | [7 empty] | 0.75 | MCTGOD |  | 0.46162 | 160000 | 1749600000 |  |  | Data - Carbajales-Dale (2016) | Meta-analysis_2022.xlsx | 427.659 |  | o |  | 486000000 | [5 empty] | 647000000 |  | 12940000000 | 80875000 |  | 0.038
\cite{Raugei2016} | Raugei | 2016 |  | 2016 | PA | UK |  |  |  |  | Onshore |  | 9.08 | [6 empty] | 20 | [10 empty] | 0.257 |  |  |  |  | Data - Carbajales-Dale (2022) | Meta-analysis_2022.xlsx | 480.7344 | [7 empty] | 0.02 |  |  |  |  | 45000000 |  | 0.05
\cite{Raugei2016} | Raugei | 2016 |  | 2016 | PA | UK |  |  |  |  | Onshore |  | 9.08 | [6 empty] | 20 | [10 empty] | 0.215 |  |  |  |  | Data - Carbajales-Dale (2022) | Meta-analysis_2022.xlsx | 480.7344 | [7 empty] | 0.02 |  |  |  |  | 37777777.7778 |  | 0.06
\cite{Raugei2016} | Raugei | 2016 |  | 2016 | PA | UK |  |  |  |  | Onshore |  | 9.08 | [6 empty] | 30 | [10 empty] | 0.279 |  |  |  |  | Data - Carbajales-Dale (2022) | Meta-analysis_2022.xlsx | 480.7344 | [7 empty] | 0.01 |  |  |  |  | 73333333.3333 |  | 0.03
\cite{Raugei2016} | Raugei | 2016 |  | 2016 | PA | UK |  |  |  |  | Offshore |  | 11.3 | [6 empty] | 20 | [10 empty] | 0.336 |  |  |  |  | Data - Carbajales-Dale (2022) | Meta-analysis_2022.xlsx | 480.7344 | [7 empty] | 0.02 |  |  |  |  | 58888888.8889 |  | 0.05
\cite{Raugei2016} | Raugei | 2016 |  | 2016 | PA | UK |  |  |  |  | Offshore |  | 11.3 | [6 empty] | 20 | [10 empty] | 0.295 |  |  |  |  | Data - Carbajales-Dale (2022) | Meta-analysis_2022.xlsx | 480.7344 | [7 empty] | 0.02 |  |  |  |  | 51666666.6667 |  | 0.06
\cite{Raugei2016} | Raugei | 2016 |  | 2016 | PA | UK |  |  |  |  | Offshore |  | 11.3 | [6 empty] | 30 | [10 empty] | 0.375 |  |  |  |  | Data - Carbajales-Dale (2022) | Meta-analysis_2022.xlsx | 480.7344 | [7 empty] | 0.01 |  |  |  |  | 98611111.1111 |  | 0.03
\cite{Cao2016} | Cao | 2016 |  | 2016 | PA | China | 2000 | 24 |  |  | Onshore |  | 5.13 |  | 1.42 | 23730540 |  | 0.49 |  | 20 |  |  |  |  | 0.08 |  |  |  | MTCOD |  | 0.375 | 48000 | 246220000 |  |  | Data - Carbajales-Dale (2022) | Meta-analysis_2022.xlsx | 480.7344 |  | O |  | 68394444 |  | 20518333.3 |  | 0.01 |  | 157680000 |  | 3274600000 | 68220833.3333 |  | 0.01 |  | 7.25
\cite{Ozoemena2016} | Ozoemena | 2016 |  | 2016 | PA |  | 1500 | 1 |  |  |  |  | 7.94 | 0.15 | 2.21 | 932000 | 22000 | 0.62 | 0.01 | [7 empty] | Basline |  | M |  |  | 1500 | 11909000 |  |  | Data - Carbajales-Dale (2022) | Meta-analysis_2022.xlsx | 480.7344 |  | C | 218000 | 3308056 | 60556 | 992416.7
\cite{Ozoemena2016} | Ozoemena | 2016 |  | 2016 | PA |  | 1500 | 1 |  |  |  |  | 9.16 | 0.16 | 2.54 | 1070000 | 24000 | 0.71 | 0.02 | [7 empty] | TIO 1 |  | M |  |  | 1500 | 13735000 |  |  | Data - Carbajales-Dale (2022) | Meta-analysis_2022.xlsx | 480.7344 |  | C | 244000 | 3815278 | 67778 | 1144583.3
\cite{Ozoemena2016} | Ozoemena | 2016 |  | 2016 | PA |  | 1500 | 1 |  |  |  |  | 21.21 | 0.78 | 5.89 | 2475000 | 96000 | 1.65 | 0.06 | [7 empty] | TIO 2 |  | M |  |  | 1500 | 31822000 |  |  | Data - Carbajales-Dale (2022) | Meta-analysis_2022.xlsx | 480.7344 |  | C | 1166000 | 8839444 | 323889 | 2651833.3
\cite{Ozoemena2016} | Ozoemena | 2016 |  | 2016 | PA |  | 1500 | 1 |  |  |  |  | 7.15 | 0.14 | 1.99 | 849000 | 22000 | 0.57 | 0.01 | [7 empty] | TIO 3 |  | M |  |  | 1500 | 10722000 |  |  | Data - Carbajales-Dale (2022) | Meta-analysis_2022.xlsx | 480.7344 |  | C | 211000 | 2978333 | 58611 | 893500
\cite{Ozoemena2016} | Ozoemena | 2016 |  | 2016 | PA |  | 1500 | 1 |  |  |  |  | 21.67 | 0.87 | 6.02 | 2529000 | 108000 | 1.69 | 0.07 | [7 empty] | TIO 4 |  | M |  |  | 1500 | 32503000 |  |  | Data - Carbajales-Dale (2022) | Meta-analysis_2022.xlsx | 480.7344 |  | C | 1304000 | 9028611 | 362222 | 2708583.3
\cite{Atilgan2016} | Atilgan | 2016 |  | 2016 | PA | Turkey | 1940 | 682 | Mix of turbines for Turkish installed capacity |  | Onshore |  |  |  |  | 816480000 |  | 0.62 |  | 40 | [8 empty] | MTCOD |  | 0.25159 | 1323080 |  |  |  | Data - Carbajales-Dale (2022) | Meta-analysis_2022.xlsx | 480.7344 |  | O | [7 empty] | 2916000000 |  | 116640000000 | 88157934.5164 |  |  |  | 7
\cite{Ji2016} | Ji | 2016 |  | 2016 | IO | China | 2000 | 24 |  |  | Onshore |  |  |  |  | 14490000 |  | 0.3 |  | 20 | [6 empty] | Assuming all electricity is sent to grid |  | MCOD |  | 0.3027 | 48000 |  |  |  | Data - Carbajales-Dale (2022) | Meta-analysis_2022.xlsx | 480.7344 |  | O | [7 empty] | 127280000 |  | 2545600000 | 53033333.3333 |  |  |  | 5.69
\cite{Ji2016} | Ji | 2016 |  | 2016 | IO | China | 2000 | 24 |  |  | Onshore |  |  |  |  | 14490000 |  | 0.3 |  | 20 | [6 empty] | Including loss factor |  | MCOD |  | 0.22824 | 48000 |  |  |  | Data - Carbajales-Dale (2022) | Meta-analysis_2022.xlsx | 480.7344 |  | O | [7 empty] | 95970000 |  | 1919400000 | 39987500 |  |  |  | 7.55
\cite{Simons2016} | Simons | 2016 |  | 2016 | PA |  | 2130 | 8 | [11 empty] | 20 | [8 empty] | MTCOD |  | 1.026 | 17040 |  |  |  | Data - Carbajales-Dale (2022) | Meta-analysis_2022.xlsx | 480.7344 |  | C | [7 empty] | 153150000 |  | 3063000000 | 179753521.1268 |  |  |  | 0.57
\cite{Simons2016} | Simons | 2016 |  | 2016 | PA |  | 1630 | 10 | [11 empty] | 20 | [8 empty] | MTCOD |  | 1.0197 | 16300 |  |  |  | Data - Carbajales-Dale (2022) | Meta-analysis_2022.xlsx | 480.7344 |  | C | [7 empty] | 145600000 |  | 2912000000 | 178650306.7485 |  |  |  | 0.64
\cite{Simons2016} | Simons | 2016 |  | 2016 | PA |  | 2690 | 3 | [11 empty] | 20 | [8 empty] | MTCOD |  | 1.0588 | 8070 |  |  |  | Data - Carbajales-Dale (2022) | Meta-analysis_2022.xlsx | 480.7344 |  | C | [7 empty] | 74850000 |  | 1497000000 | 185501858.7361 |  |  |  | 0.57
\cite{Cherif2016} | Cherif | 2016 |  | 2016 | PA |  | 1 | 1 | Bergery BWC XL1 |  | Onshore |  | 12.4 |  | 3.44 | [13 empty] | MCOD |  |  | 1 | 12396 |  |  | Data - Carbajales-Dale (2022) | Meta-analysis_2022.xlsx | 480.7344 |  |  |  | 3443 |  | 1033
\cite{Cherif2016} | Cherif | 2016 |  | 2016 | PA |  | 1.5 | 1 | Bergery BWC X1.5 |  | Onshore |  | 11.74 |  | 3.26 | [13 empty] | MCOD |  |  | 1.5 | 17613 |  |  | Data - Carbajales-Dale (2022) | Meta-analysis_2022.xlsx | 480.7344 |  |  |  | 4893 |  | 1467.8
\cite{Cherif2016} | Cherif | 2016 |  | 2016 | PA |  | 10 | 1 | Bergery BWC 10 |  | Onshore |  | 9.46 |  | 2.63 | [13 empty] | MCOD |  |  | 10 | 94589 |  |  | Data - Carbajales-Dale (2022) | Meta-analysis_2022.xlsx | 480.7344 |  |  |  | 26275 |  | 7882.4
\cite{Cherif2016} | Cherif | 2016 |  | 2016 | PA |  | 0.6 | 1 | Proven 0.6 |  | Onshore |  | 21.46 |  | 5.96 | [13 empty] | MCOD |  |  | 0.6 | 12874 |  |  | Data - Carbajales-Dale (2022) | Meta-analysis_2022.xlsx | 480.7344 |  |  |  | 3576 |  | 1072.8
\cite{Cherif2016} | Cherif | 2016 |  | 2016 | PA |  | 2.5 | 1 | Proven 2.5 |  | Onshore |  | 11.7 |  | 3.25 | [13 empty] | MCOD |  |  | 2.5 | 29240 |  |  | Data - Carbajales-Dale (2022) | Meta-analysis_2022.xlsx | 480.7344 |  |  |  | 8122 |  | 2436.7
\cite{Cherif2016} | Cherif | 2016 |  | 2016 | PA |  | 6 | 1 | Proven 6 |  | Onshore |  | 11.05 |  | 3.07 | [13 empty] | MCOD |  |  | 6 | 66281 |  |  | Data - Carbajales-Dale (2022) | Meta-analysis_2022.xlsx | 480.7344 |  |  |  | 18411 |  | 5523.4
\cite{Cherif2016} | Cherif | 2016 |  | 2016 | PA |  | 15 | 1 | Proven 15 |  | Onshore |  | 10.13 |  | 2.81 | [13 empty] | MCOD |  |  | 15 | 151990 |  |  | Data - Carbajales-Dale (2022) | Meta-analysis_2022.xlsx | 480.7344 |  |  |  | 42219 |  | 12665.8
\cite{Cherif2016} | Cherif | 2016 |  | 2016 | PA |  | 0.6 | 1 | Nera 700 |  | Onshore |  | 11.36 |  | 3.16 | [13 empty] | MCOD |  |  | 0.6 | 6819 |  |  | Data - Carbajales-Dale (2022) | Meta-analysis_2022.xlsx | 480.7344 |  |  |  | 1894 |  | 568.2
\cite{Cherif2016} | Cherif | 2016 |  | 2016 | PA |  | 1 | 1 | Nera 1000 |  | Onshore |  | 9.38 |  | 2.6 | [13 empty] | MCOD |  |  | 1 | 9376 |  |  | Data - Carbajales-Dale (2022) | Meta-analysis_2022.xlsx | 480.7344 |  |  |  | 2605 |  | 781.4
\cite{Cherif2016} | Cherif | 2016 |  | 2016 | PA |  | 0.4 | 1 | PWPY-400L |  | Onshore |  | 13.28 |  | 3.69 | [13 empty] | MCOD |  |  | 0.4 | 5312 |  |  | Data - Carbajales-Dale (2022) | Meta-analysis_2022.xlsx | 480.7344 |  |  |  | 1475 |  | 442.6
\cite{Cherif2016} | Cherif | 2016 |  | 2016 | PA |  | 0.6 | 1 | PWPY-600L |  | Onshore |  | 10.87 |  | 3.02 | [13 empty] | MCOD |  |  | 0.6 | 6523 |  |  | Data - Carbajales-Dale (2022) | Meta-analysis_2022.xlsx | 480.7344 |  |  |  | 1812 |  | 543.6
\cite{Cherif2016} | Cherif | 2016 |  | 2016 | PA |  | 1 | 1 | PWPY-1000L |  | Onshore |  | 8.63 |  | 2.4 | [13 empty] | MCOD |  |  | 1 | 8632 |  |  | Data - Carbajales-Dale (2022) | Meta-analysis_2022.xlsx | 480.7344 |  |  |  | 2398 |  | 719.3
\cite{Cherif2016} | Cherif | 2016 |  | 2016 | PA |  | 1.5 | 1 | PWPY-1500L |  | Onshore |  | 7.52 |  | 2.09 | [13 empty] | MCOD |  |  | 1.5 | 11280 |  |  | Data - Carbajales-Dale (2022) | Meta-analysis_2022.xlsx | 480.7344 |  |  |  | 3133 |  | 940
\cite{Cherif2016} | Cherif | 2016 |  | 2016 | PA |  | 3 | 1 | PWPY-3000L |  | Onshore |  | 7.03 |  | 1.95 | [13 empty] | MCOD |  |  | 3 | 21086 |  |  | Data - Carbajales-Dale (2022) | Meta-analysis_2022.xlsx | 480.7344 |  |  |  | 5857 |  | 1757.2
\cite{Cherif2016} | Cherif | 2016 |  | 2016 | PA |  | 0.9 | 1 | Whisper 100 |  | Onshore |  | 10.47 |  | 2.91 | [13 empty] | MCOD |  |  | 0.9 | 9419 |  |  | Data - Carbajales-Dale (2022) | Meta-analysis_2022.xlsx | 480.7344 |  |  |  | 2616 |  | 784.9
\cite{Cherif2016} | Cherif | 2016 |  | 2016 | PA |  | 1 | 1 | Whisper 200 |  | Onshore |  | 11.14 |  | 3.09 | [13 empty] | MCOD |  |  | 1 | 11135 |  |  | Data - Carbajales-Dale (2022) | Meta-analysis_2022.xlsx | 480.7344 |  |  |  | 3093 |  | 927.9
\cite{Cherif2016} | Cherif | 2016 |  | 2016 | PA |  | 3 | 1 | Whisper 500 |  | Onshore |  | 8.51 |  | 2.36 | [13 empty] | MCOD |  |  | 3 | 25541 |  |  | Data - Carbajales-Dale (2022) | Meta-analysis_2022.xlsx | 480.7344 |  |  |  | 7095 |  | 2128.4
\cite{Cherif2016} | Cherif | 2016 |  | 2016 | PA |  | 2.5 | 1 | Kingspan KW3 |  | Onshore |  | 15.53 |  | 4.31 | [13 empty] | MCOD |  |  | 2.5 | 38830 |  |  | Data - Carbajales-Dale (2022) | Meta-analysis_2022.xlsx | 480.7344 |  |  |  | 10786 |  | 3235.8
\cite{Cherif2016} | Cherif | 2016 |  | 2016 | PA |  | 5.2 | 1 | Kingspan KW6 |  | Onshore |  | 14.92 |  | 4.14 | [13 empty] | MCOD |  |  | 5.2 | 77582 |  |  | Data - Carbajales-Dale (2022) | Meta-analysis_2022.xlsx | 480.7344 |  |  |  | 21551 |  | 6465.2
\cite{Cherif2016} | Cherif | 2016 |  | 2016 | PA |  | 15 | 1 | Kingspan KW15 |  | Onshore |  | 11.52 |  | 3.2 | [13 empty] | MCOD |  |  | 15 | 172760 |  |  | Data - Carbajales-Dale (2022) | Meta-analysis_2022.xlsx | 480.7344 |  |  |  | 47989 |  | 14396.7
\cite{Cherif2016} | Cherif | 2016 |  | 2016 | PA |  | 0.6 | 1 | Kestrel e160i |  | Onshore |  | 11.3 |  | 3.14 | [13 empty] | MCOD |  |  | 0.6 | 6779 |  |  | Data - Carbajales-Dale (2022) | Meta-analysis_2022.xlsx | 480.7344 |  |  |  | 1883 |  | 564.9
\cite{Cherif2016} | Cherif | 2016 |  | 2016 | PA |  | 0.8 | 1 | Kestrel e230i |  | Onshore |  | 11.52 |  | 3.2 | [13 empty] | MCOD |  |  | 0.8 | 9214 |  |  | Data - Carbajales-Dale (2022) | Meta-analysis_2022.xlsx | 480.7344 |  |  |  | 2559 |  | 767.8
\cite{Cherif2016} | Cherif | 2016 |  | 2016 | PA |  | 1 | 1 | Kestrel e300i |  | Onshore |  | 12.74 |  | 3.54 | [13 empty] | MCOD |  |  | 1 | 12738 |  |  | Data - Carbajales-Dale (2022) | Meta-analysis_2022.xlsx | 480.7344 |  |  |  | 3538 |  | 1061.5
\cite{Cherif2016} | Cherif | 2016 |  | 2016 | PA |  | 3 | 1 | Kestrel e400n |  | Onshore |  | 10.6 |  | 2.94 | [13 empty] | MCOD |  |  | 3 | 31793 |  |  | Data - Carbajales-Dale (2022) | Meta-analysis_2022.xlsx | 480.7344 |  |  |  | 8831 |  | 2649.4
\cite{Cherif2016} | Cherif | 2016 |  | 2016 | PA |  | 0.3 | 1 | Black 300 |  | Onshore |  | 12.13 |  | 3.37 | [13 empty] | MCOD |  |  | 0.3 | 3640 |  |  | Data - Carbajales-Dale (2022) | Meta-analysis_2022.xlsx | 480.7344 |  |  |  | 1011 |  | 303.4
\cite{Cherif2016} | Cherif | 2016 |  | 2016 | PA |  | 0.6 | 1 | Black 600 |  | Onshore |  | 9.09 |  | 2.53 | [13 empty] | MCOD |  |  | 0.6 | 5455 |  |  | Data - Carbajales-Dale (2022) | Meta-analysis_2022.xlsx | 480.7344 |  |  |  | 1515 |  | 454.6
\cite{Cherif2016} | Cherif | 2016 |  | 2016 | PA |  | 2 | 1 | Black 2000 |  | Onshore |  | 7.19 |  | 2 | [13 empty] | MCOD |  |  | 2 | 14375 |  |  | Data - Carbajales-Dale (2022) | Meta-analysis_2022.xlsx | 480.7344 |  |  |  | 3993 |  | 1197.9
\cite{Ji2016} | Ji | 2016 |  | 2016 | IO | China | 2000 | 24 |  |  | Onshore |  |  |  |  | 14490000 |  | 0.3 |  | 20 | [8 empty] | MTCOD |  | 0.3027 | 48000 |  |  |  | Data - Carbajales-Dale (2022) | Meta-analysis_2022.xlsx | 480.7344 |  | O | [7 empty] | 127280000 |  | 2545600000 | 53033333.3333 |  |  |  | 5.69
\cite{Wang2016} | Wang | 2016 |  | 2016 | PA | Hong Kong | 6 | 2 |  |  | Onshore |  |  |  |  | 565446882 |  | 47120.57 |  | 20 | [6 empty] | Includes battery storage |  | MTCOD |  | 0.00095225 | 12 |  |  |  | Data - Carbajales-Dale (2022) | Meta-analysis_2022.xlsx | 480.7344 |  | O | [7 empty] | 100.1 |  | 2002 | 166833.3333 |  |  |  | 282441
\cite{Atilgan2016} | Atilgan | 2016 |  | 2016 | PA | Turkey | 1935.4839 | 682 | Mix of Turkish fleet |  | Onshore |  |  |  |  | 425736000 |  | 0.32 |  | 20 | [8 empty] | MCOD |  | 0.25218 | 1320000 |  |  |  | Data - Carbajales-Dale (2022) | Meta-analysis_2022.xlsx | 480.7344 |  | O | [7 empty] | 2916000000 |  | 58320000000 | 44181818.1818 |  |  |  | 7.3
\cite{Treyer2016} | Treyer | 2016 |  | 2016 | PA | UAE | 4500 | 1 | Enercon E-112 4.5MW |  | Onshore | 120 |  |  |  | 4860000 |  | 1.08 |  | 20 | [10 empty] | 0.13699 | 4500 |  |  |  | Data - Carbajales-Dale (2022) | Meta-analysis_2022.xlsx | 480.7344 |  | C | [7 empty] | 5400000 |  | 108000000 | 24000000 |  |  |  | 45
\cite{Bonou2016} | Bonou | 2016 |  | 2016 |  |  | 2300 | 1 | H |  | Onshore |  |  |  |  | 1307605 |  | 0.57 |  | 20 | [9 empty] | 108 | 0.55 | 2300 |  |  |  | Data - Mendecka (2019) | Meta-analysis_2022.xlsx | 480.7344 | [9 empty] | 11081400 |  | 221628000 | 96360000 |  |  |  | 5.9
\cite{Bonou2016} | Bonou | 2016 |  | 2016 |  |  | 3200 | 1 | H |  | Onshore |  |  |  |  | 1429632 |  | 0.45 |  | 20 | [9 empty] | 113 | 0.51 | 3200 |  |  |  | Data - Mendecka (2019) | Meta-analysis_2022.xlsx | 480.7344 | [9 empty] | 14296320 |  | 285926400 | 89352000 |  |  |  | 5
\cite{Bonou2016} | Bonou | 2016 |  | 2016 |  |  | 4000 | 1 | H |  | Offshore |  |  |  |  | 4506845 |  | 1.13 |  | 20 | [9 empty] | 130 | 0.59 | 4000 |  |  |  | Data - Mendecka (2019) | Meta-analysis_2022.xlsx | 480.7344 | [9 empty] | 20673600 |  | 413472000 | 103368000 |  |  |  | 10.9
\cite{Bonou2016} | Bonou | 2016 |  | 2016 |  |  | 6000 | 1 | H |  | Offshore |  |  |  |  | 4837622 |  | 0.81 |  | 20 | [9 empty] | 154 | 0.59 | 6000 |  |  |  | Data - Mendecka (2019) | Meta-analysis_2022.xlsx | 480.7344 | [9 empty] | 31010400 |  | 620208000 | 103368000 |  |  |  | 7.8
\cite{Wernet,2016} | Wernet, | 2016 |  | 2016 |  |  | 600 | 1 | H |  | Onshore | [8 empty] | 20 | [10 empty] | 0.14 | 600 |  |  |  | Data - Mendecka (2019) | Meta-analysis_2022.xlsx | 480.7344 | [9 empty] | 735840 |  | 14716800 | 24528000
\cite{Wernet,2016} | Wernet, | 2016 |  | 2016 |  |  | 750 | 1 | H |  | Onshore |  |  |  |  | 606910 |  | 0.81 |  | 20 | [10 empty] | 0.18 | 750 |  |  |  | Data - Mendecka (2019) | Meta-analysis_2022.xlsx | 480.7344 | [9 empty] | 1182600 |  | 23652000 | 31536000 |  |  |  | 25.66
\cite{Wernet,2016} | Wernet, | 2016 |  | 2016 |  |  | 2000 | 1 | H |  | Offshore |  |  |  |  | 954490 |  | 0.48 |  | 20 | [10 empty] | 0.3 | 2000 |  |  |  | Data - Mendecka (2019) | Meta-analysis_2022.xlsx | 480.7344 | [9 empty] | 5256000 |  | 105120000 | 52560000 |  |  |  | 9.08
\cite{Wernet,2016} | Wernet, | 2016 |  | 2016 |  |  | 2000 | 1 | H |  | Offshore |  |  |  |  | 816782 |  | 0.41 |  | 20 | [10 empty] | 0.3 | 2000 |  |  |  | Data - Mendecka (2019) | Meta-analysis_2022.xlsx | 480.7344 | [9 empty] | 5256000 |  | 105120000 | 52560000 |  |  |  | 7.77
\cite{Wernet,2016} | Wernet, | 2016 |  | 2016 |  |  | 2000 | 1 | H |  | Onshore |  |  |  |  | 1341331 |  | 0.67 |  | 20 | [10 empty] | 0.3 | 2000 |  |  |  | Data - Mendecka (2019) | Meta-analysis_2022.xlsx | 480.7344 | [9 empty] | 5256000 |  | 105120000 | 52560000 |  |  |  | 12.76
\cite{Wernet,2016} | Wernet, | 2016 |  | 2016 |  |  | 2300 | 1 | H |  | Onshore |  |  |  |  | 1278995 |  | 0.56 |  | 20 | [10 empty] | 0.3 | 2300 |  |  |  | Data - Mendecka (2019) | Meta-analysis_2022.xlsx | 480.7344 | [9 empty] | 6044400 |  | 120888000 | 52560000 |  |  |  | 10.58
\cite{Wernet,2016} | Wernet, | 2016 |  | 2016 |  |  | 4500 | 1 | H |  | Onshore |  |  |  |  | 2556781 |  | 0.57 |  | 20 | [10 empty] | 0.3 | 4500 |  |  |  | Data - Mendecka (2019) | Meta-analysis_2022.xlsx | 480.7344 | [9 empty] | 11826000 |  | 236520000 | 52560000 |  |  |  | 10.81
\cite{Wernet,2016} | Wernet, | 2016 |  | 2016 |  |  | 2000 | 1 | H |  | Offshore |  |  |  |  | 1429632 |  | 0.71 |  | 20 | [10 empty] | 0.3 | 2000 |  |  |  | Data - Mendecka (2019) | Meta-analysis_2022.xlsx | 480.7344 | [9 empty] | 5256000 |  | 105120000 | 52560000 |  |  |  | 13.6
\cite{Savino2017} | Savino | 2017 |  | 2017 | Hybrid | Italy | 660 | 1 | Vestas V47 |  | Onshore |  |  |  |  | 697185 |  | 1.06 |  | 20 | [8 empty] | MTCOD |  | 0.22018 | 660 |  |  |  | Data - Carbajales-Dale (2022) | Meta-analysis_2022.xlsx | 530.7872 |  | C | [7 empty] | 1273000 |  | 25460000 | 38575757.5758 |  |  |  | 27.38
\cite{Savino2017} | Savino | 2017 |  | 2017 | Hybrid | Italy | 200 | 3 | Vestas V25 |  | Onshore |  |  |  |  | 735045 |  | 1.23 |  | 20 | [8 empty] | MTCOD |  | 0.2422 | 600 |  |  |  | Data - Carbajales-Dale (2022) | Meta-analysis_2022.xlsx | 530.7872 |  | C | [7 empty] | 1273000 |  | 25460000 | 42433333.3333 |  |  |  | 28.87
\cite{Savino2017} | Savino | 2017 |  | 2017 | Hybrid | Italy | 100 | 6 | Vestas V20 |  | Onshore |  |  |  |  | 567503 |  | 0.95 |  | 20 | [8 empty] | MTCOD |  | 0.2422 | 600 |  |  |  | Data - Carbajales-Dale (2022) | Meta-analysis_2022.xlsx | 530.7872 |  | C | [7 empty] | 1273000 |  | 25460000 | 42433333.3333 |  |  |  | 22.29
\cite{Savino2017} | Savino | 2017 |  | 2017 | Hybrid | Italy | 600 | 1 | Enercon E40 |  | Onshore |  |  |  |  | 927351 |  | 1.55 |  | 20 | [8 empty] | MTCOD |  | 0.2422 | 600 |  |  |  | Data - Carbajales-Dale (2022) | Meta-analysis_2022.xlsx | 530.7872 |  | C | [7 empty] | 1273000 |  | 25460000 | 42433333.3333 |  |  |  | 36.42
\cite{Savino2017} | Savino | 2017 |  | 2017 | Hybrid | Italy | 480 | 1 | Turbowinds |  | Onshore |  |  |  |  | 908933 |  | 1.89 |  | 20 | [8 empty] | MTCOD |  | 0.30275 | 480 |  |  |  | Data - Carbajales-Dale (2022) | Meta-analysis_2022.xlsx | 530.7872 |  | C | [7 empty] | 1273000 |  | 25460000 | 53041666.6667 |  |  |  | 35.7
\cite{Siddiqui2017} | Siddiqui | 2017 |  | 2017 | PA | Canada | 1894.4396 | 2302 | Vestas V80 |  | Onshore | [17 empty] | MTCOD |  |  | 4361 |  |  |  | Data - Carbajales-Dale (2022) | Meta-analysis_2022.xlsx | 530.7872 | [16 empty] | 12.05
\cite{Ding2017} | Ding | 2017 |  | 2017 | PA | China | 2000 |  | Based on Chinese average |  | Onshore |  |  |  |  | 13837338 |  |  |  | 20 |  |  |  |  | 0.48 |  |  |  | MTCOD |  | 0.5137 |  | 780449347 |  |  | Data - Carbajales-Dale (2022) | Meta-analysis_2022.xlsx | 530.7872 |  | O |  | 216791485 |  | 65037445.6 |  | 0.04 |  | 81540000 |  | 1630800000 |  |  | 0.13 |  | 8.485
\cite{Zhao2017} | Zhao | 2017 |  | 2017 | PA |  | 1500 | 33 | Dong Fang FD77-1500 |  | Onshore |  |  |  |  | 21369401 |  |  |  | 20 | [8 empty] | MTCOD |  | 0.27114 | 49500 |  |  |  | Data - Carbajales-Dale (2022) | Meta-analysis_2022.xlsx | 530.7872 | [9 empty] | 117570000 |  | 2351400000 | 47503030.303 |  |  |  | 9.09
\cite{Zhang2017} | Zhang | 2017 |  | 2017 | PA | China |  |  |  |  | Onshore |  | 20.45 | 4.325 | 5.68 |  |  |  |  | 20 |  |  |  |  | 0.46 |  | Inland |  | MTCOD |  | 0.25262 | 200000 | 4090000000 |  |  | Data - Carbajales-Dale (2022) | Meta-analysis_2022.xlsx | 530.7872 |  | O | 865000000 | 1136111111 | 240277778 | 340833333.3 | 72083333.3 | 0.04 |  | 442590000 |  | 8851800000 | 44259000 |  | 0.13 | 0.008
\cite{Zhang2017} | Zhang | 2017 |  | 2017 | PA | China |  |  |  |  | Onshore |  | 20.45 | 4.325 | 5.68 |  |  |  |  | 20 |  |  |  |  | 0.45 |  | Inland |  | MTCOD |  | 0.25807 | 100000 | 2045000000 |  |  | Data - Carbajales-Dale (2022) | Meta-analysis_2022.xlsx | 530.7872 |  | C | 432500000 | 568055556 | 120138889 | 170416666.7 | 36041666.7 | 0.04 |  | 226070000 |  | 4521400000 | 45214000 |  | 0.13 | 0.008
\cite{Zhang2017} | Zhang | 2017 |  | 2017 | PA | China |  |  |  |  | Onshore |  | 20.45 | 4.325 | 5.68 |  |  |  |  | 20 |  |  |  |  | 0.45 |  | Inland |  | MTCOD |  | 0.25859 | 200000 | 4090000000 |  |  | Data - Carbajales-Dale (2022) | Meta-analysis_2022.xlsx | 530.7872 |  | C | 865000000 | 1136111111 | 240277778 | 340833333.3 | 72083333.3 | 0.04 |  | 453050000 |  | 9061000000 | 45305000 |  | 0.13 | 0.008
\cite{Zhang2017} | Zhang | 2017 |  | 2017 | PA | China |  |  |  |  | Onshore |  | 20.45 | 4.325 | 5.68 |  |  |  |  | 20 |  |  |  |  | 0.53 |  | Inland |  | MTCOD |  | 0.22185 | 49500 | 1012275000 |  |  | Data - Carbajales-Dale (2022) | Meta-analysis_2022.xlsx | 530.7872 |  | O | 214087500 | 281187500 | 59468750 | 84356250 | 17840625 | 0.04 |  | 96200000 |  | 1924000000 | 38868686.8687 |  | 0.15 | 0.009
\cite{Zhang2017} | Zhang | 2017 |  | 2017 | PA | China |  |  |  |  | Onshore |  | 20.45 | 4.325 | 5.68 |  |  |  |  | 20 |  |  |  |  | 0.39 |  | Inland |  | MTCOD |  | 0.29848 | 60000 | 1227000000 |  |  | Data - Carbajales-Dale (2022) | Meta-analysis_2022.xlsx | 530.7872 |  | O | 259500000 | 340833333 | 72083333 | 102250000 | 21625000 | 0.03 |  | 156880000 |  | 3137600000 | 52293333.3333 |  | 0.11 | 0.007
\cite{Zhang2017} | Zhang | 2017 |  | 2017 | PA | China |  |  |  |  | Onshore |  | 20.45 | 4.325 | 5.68 |  |  |  |  | 20 |  |  |  |  | 0.38 |  | Inland |  | MTCOD |  | 0.30921 | 49500 | 1012275000 |  |  | Data - Carbajales-Dale (2022) | Meta-analysis_2022.xlsx | 530.7872 |  | C | 214087500 | 281187500 | 59468750 | 84356250 | 17840625 | 0.03 |  | 134080000 |  | 2681600000 | 54173737.3737 |  | 0.1 | 0.007
\cite{Zhang2017} | Zhang | 2017 |  | 2017 | PA | China |  |  |  |  | Onshore |  | 20.45 | 4.325 | 5.68 |  |  |  |  | 20 |  |  |  |  | 0.39 |  | Inland |  | MTCOD |  | 0.29766 | 49500 | 1012275000 |  |  | Data - Carbajales-Dale (2022) | Meta-analysis_2022.xlsx | 530.7872 |  | O | 214087500 | 281187500 | 59468750 | 84356250 | 17840625 | 0.03 |  | 129070000 |  | 2581400000 | 52149494.9495 |  | 0.11 | 0.007
\cite{Zhang2017} | Zhang | 2017 |  | 2017 | PA | China |  |  |  |  | Onshore |  | 20.45 | 4.325 | 5.68 |  |  |  |  | 20 |  |  |  |  | 0.42 |  | Inland |  | MTCOD |  | 0.27855 | 100000 | 2045000000 |  |  | Data - Carbajales-Dale (2022) | Meta-analysis_2022.xlsx | 530.7872 |  | O | 432500000 | 568055556 | 120138889 | 170416666.7 | 36041666.7 | 0.03 |  | 244010000 |  | 4880200000 | 48802000 |  | 0.12 | 0.007
\cite{Zhang2017} | Zhang | 2017 |  | 2017 | PA | China |  |  |  |  | Onshore |  | 21.1 | 1.525 | 5.86 |  |  |  |  | 20 |  |  |  |  | 0.5 |  | Coastal |  | MTCOD |  | 0.23938 | 52800 | 1114080000 |  |  | Data - Carbajales-Dale (2022) | Meta-analysis_2022.xlsx | 530.7872 |  | O | 80520000 | 309466667 | 22366667 | 92840000 | 6710000 | 0.04 |  | 110720000 |  | 2214400000 | 41939393.9394 |  | 0.14 | 0.003
\cite{Zhang2017} | Zhang | 2017 |  | 2017 | PA | China |  |  |  |  | Onshore |  | 21.1 | 1.525 | 5.86 |  |  |  |  | 20 |  |  |  |  | 0.44 |  | Coastal |  | MTCOD |  | 0.274 | 50000 | 1055000000 |  |  | Data - Carbajales-Dale (2022) | Meta-analysis_2022.xlsx | 530.7872 |  | O | 76250000 | 293055556 | 21180556 | 87916666.7 | 6354166.7 | 0.04 |  | 120010000 |  | 2400200000 | 48004000 |  | 0.12 | 0.003
\cite{Zhang2017} | Zhang | 2017 |  | 2017 | PA | China |  |  |  |  | Onshore |  | 21.1 | 1.525 | 5.86 |  |  |  |  | 20 |  |  |  |  | 0.45 |  | Coastal |  | MTCOD |  | 0.27045 | 130000 | 2743000000 |  |  | Data - Carbajales-Dale (2022) | Meta-analysis_2022.xlsx | 530.7872 |  | O | 198250000 | 761944444 | 55069444 | 228583333.3 | 16520833.3 | 0.04 |  | 307990000 |  | 6159800000 | 47383076.9231 |  | 0.12 | 0.003
\cite{Zhang2017} | Zhang | 2017 |  | 2017 | PA | China |  |  |  |  | Onshore |  | 21.1 | 1.525 | 5.86 |  |  |  |  | 20 |  |  |  |  | 0.58 |  | Coastal |  | MTCOD |  | 0.20892 | 49500 | 1044450000 |  |  | Data - Carbajales-Dale (2022) | Meta-analysis_2022.xlsx | 530.7872 |  | O | 75487500 | 290125000 | 20968750 | 87037500 | 6290625 | 0.05 |  | 90590000 |  | 1811800000 | 36602020.202 |  | 0.16 | 0.003
\cite{Zhang2017} | Zhang | 2017 |  | 2017 | PA | China |  |  |  |  | Onshore |  | 21.1 | 1.525 | 5.86 |  |  |  |  | 20 |  |  |  |  | 0.54 |  | Coastal |  | MTCOD |  | 0.22247 | 100000 | 2110000000 |  |  | Data - Carbajales-Dale (2022) | Meta-analysis_2022.xlsx | 530.7872 |  | C | 152500000 | 586111111 | 42361111 | 175833333.3 | 12708333.3 | 0.05 |  | 194880000 |  | 3897600000 | 38976000 |  | 0.15 | 0.003
\cite{Zhang2017} | Zhang | 2017 |  | 2017 | PA | China |  |  |  |  | Onshore |  | 21.1 | 1.525 | 5.86 |  |  |  |  | 20 |  |  |  |  | 0.48 |  | Coastal |  | MTCOD |  | 0.25114 | 86000 | 1814600000 |  |  | Data - Carbajales-Dale (2022) | Meta-analysis_2022.xlsx | 530.7872 |  | C | 131150000 | 504055556 | 36430556 | 151216666.7 | 10929166.7 | 0.04 |  | 189200000 |  | 3784000000 | 44000000 |  | 0.13 | 0.003
\cite{Zhang2017} | Zhang | 2017 |  | 2017 | PA | China |  |  |  |  | Onshore |  | 21.1 | 1.525 | 5.86 |  |  |  |  | 20 |  |  |  |  | 0.33 |  | Coastal |  | MTCOD |  | 0.37043 | 24000 | 506400000 |  |  | Data - Carbajales-Dale (2022) | Meta-analysis_2022.xlsx | 530.7872 |  | C | 36600000 | 140666667 | 10166667 | 42200000 | 3050000 | 0.03 |  | 77880000 |  | 1557600000 | 64900000 |  | 0.09 | 0.002
\cite{Zhang2017} | Zhang | 2017 |  | 2017 | PA | China |  |  |  |  | Onshore |  | 21.1 | 1.525 | 5.86 |  |  |  |  | 20 |  |  |  |  | 0.51 |  | Coastal |  | MTCOD |  | 0.23419 | 34000 | 717400000 |  |  | Data - Carbajales-Dale (2022) | Meta-analysis_2022.xlsx | 530.7872 |  | O | 51850000 | 199277778 | 14402778 | 59783333.3 | 4320833.3 | 0.04 |  | 69750000 |  | 1395000000 | 41029411.7647 |  | 0.14 | 0.003
\cite{Zhang2017} | Zhang | 2017 |  | 2017 | PA | China |  |  |  |  | Offshore |  | 43.85 | 4.68 | 12.18 |  |  |  |  | 20 |  |  |  |  | 0.66 |  |  |  | MTCOD |  | 0.37718 | 100000 | 4385000000 |  |  | Data - Carbajales-Dale (2022) | Meta-analysis_2022.xlsx | 530.7872 |  | C | 467500000 | 1218055556 | 129861111 | 365416666.7 | 38958333.3 | 0.06 |  | 330410000 |  | 6608200000 | 66082000 |  | 0.18 | 0.006
\cite{Zhang2017} | Zhang | 2017 |  | 2017 | PA | China |  |  |  |  | Offshore |  | 43.85 | 4.68 | 12.18 |  |  |  |  | 20 |  |  |  |  | 0.75 |  |  |  | MTCOD |  | 0.3318 | 200000 | 8770000000 |  |  | Data - Carbajales-Dale (2022) | Meta-analysis_2022.xlsx | 530.7872 |  | C | 935000000 | 2436111111 | 259722222 | 730833333.3 | 77916666.7 | 0.06 |  | 581320000 |  | 11626400000 | 58132000 |  | 0.21 | 0.007
\cite{Zhang2017} | Zhang | 2017 |  | 2017 | PA | China |  |  |  |  | Offshore |  | 43.85 | 4.68 | 12.18 |  |  |  |  | 20 |  |  |  |  | 0.88 |  |  |  | MTCOD |  | 0.28385 | 300000 | 13155000000 |  |  | Data - Carbajales-Dale (2022) | Meta-analysis_2022.xlsx | 530.7872 |  | O | 1402500000 | 3654166667 | 389583333 | 1096250000 | 116875000 | 0.07 |  | 745950000 |  | 14919000000 | 49730000 |  | 0.24 | 0.008
\cite{Zhang2017} | Zhang | 2017 |  | 2017 | PA | China |  |  |  |  | Offshore |  | 43.85 | 4.68 | 12.18 |  |  |  |  | 20 |  |  |  |  | 0.81 |  |  |  | MTCOD |  | 0.3076 | 102000 | 4472700000 |  |  | Data - Carbajales-Dale (2022) | Meta-analysis_2022.xlsx | 530.7872 |  | O | 476850000 | 1242416667 | 132458333 | 372725000 | 39737500 | 0.07 |  | 274850000 |  | 5497000000 | 53892156.8627 |  | 0.23 | 0.007
\cite{Zhang2017} | Zhang | 2017 |  | 2017 | PA | China |  |  |  |  | Offshore |  | 43.85 | 4.68 | 12.18 |  |  |  |  | 20 |  |  |  |  | 0.95 |  |  |  | MTCOD |  | 0.26352 | 102200 | 4481470000 |  |  | Data - Carbajales-Dale (2022) | Meta-analysis_2022.xlsx | 530.7872 |  | O | 477785000 | 1244852778 | 132718056 | 373455833.3 | 39815416.7 | 0.08 |  | 235920000 |  | 4718400000 | 46168297.456 |  | 0.26 | 0.008
\cite{Zhang2017} | Zhang | 2017 |  | 2017 | PA | China |  |  |  |  | Offshore |  | 43.85 | 4.68 | 12.18 |  |  |  |  | 20 |  |  |  |  | 0.62 |  |  |  | MTCOD |  | 0.40083 | 400000 | 17540000000 |  |  | Data - Carbajales-Dale (2022) | Meta-analysis_2022.xlsx | 530.7872 |  | C | 1870000000 | 4872222222 | 519444444 | 1461666666.7 | 155833333.3 | 0.05 |  | 1404500000 |  | 28090000000 | 70225000 |  | 0.17 | 0.006
\cite{Zhang2017} | Zhang | 2017 |  | 2017 | PA | China |  |  |  |  | Offshore |  | 43.85 | 4.68 | 12.18 |  |  |  |  | 20 |  |  |  |  | 0.69 |  |  |  | MTCOD |  | 0.36301 | 50000 | 2192500000 |  |  | Data - Carbajales-Dale (2022) | Meta-analysis_2022.xlsx | 530.7872 |  | O | 233750000 | 609027778 | 64930556 | 182708333.3 | 19479166.7 | 0.06 |  | 159000000 |  | 3180000000 | 63600000 |  | 0.19 | 0.006
\cite{Zhang2017} | Zhang | 2017 |  | 2017 | PA | China |  |  |  |  | Offshore |  | 43.85 | 4.68 | 12.18 |  |  |  |  | 20 |  |  |  |  | 0.63 |  |  |  | MTCOD |  | 0.39792 | 250000 | 10962500000 |  |  | Data - Carbajales-Dale (2022) | Meta-analysis_2022.xlsx | 530.7872 |  | C | 1168750000 | 3045138889 | 324652778 | 913541666.7 | 97395833.3 | 0.05 |  | 871450000 |  | 17429000000 | 69716000 |  | 0.17 | 0.006
\cite{Walmsley2017} | Walmsley | 2017 |  | 2017 | PA | New Zealand | 3000 | 31 |  |  | Onshore | 65 |  |  |  | 37674419 |  | 0.41 |  | 20 | [8 empty] | MTCOD | 90 | 0.44189 | 93000 |  |  | 30 | Data - Carbajales-Dale (2022) | Meta-analysis_2022.xlsx | 530.7872 |  | O | [7 empty] | 360000000 |  | 7200000000 | 77419354.8387 |  |  |  | 5.23
\cite{Walmsley2017} | Walmsley | 2017 |  | 2017 | PA | New Zealand | 2306.4516 | 62 |  |  | Onshore | 68 |  |  |  | 67011236 |  | 0.47 |  | 20 | [8 empty] | MTCOD | 82 | 0.39675 | 143000 |  |  | 30 | Data - Carbajales-Dale (2022) | Meta-analysis_2022.xlsx | 530.7872 |  | O | [7 empty] | 497000000 |  | 9940000000 | 69510489.5105 |  |  |  | 6.74
\cite{Walmsley2017} | Walmsley | 2017 |  | 2017 | PA | New Zealand | 3000 | 12 |  |  | Onshore | 80 |  |  |  | 14736842 |  | 0.41 |  | 20 | [8 empty] | MTCOD | 90 | 0.33295 | 36000 |  |  | 30 | Data - Carbajales-Dale (2022) | Meta-analysis_2022.xlsx | 530.7872 |  | O | [7 empty] | 105000000 |  | 2100000000 | 58333333.3333 |  |  |  | 7.02
\cite{Walmsley2017} | Walmsley | 2017 |  | 2017 | PA | New Zealand | 2300 | 28 |  |  | Onshore | 80 |  |  |  | 34979757 |  | 0.54 |  | 20 | [8 empty] | MTCOD | 101 | 0.42542 | 64400 |  |  | 30 | Data - Carbajales-Dale (2022) | Meta-analysis_2022.xlsx | 530.7872 |  | O | [7 empty] | 240000000 |  | 4800000000 | 74534161.4907 |  |  |  | 7.29
\cite{Walmsley2017} | Walmsley | 2017 |  | 2017 | PA | New Zealand | 2000 | 29 |  |  | Onshore | 70 |  |  |  | 29608989 |  | 0.51 |  | 20 | [8 empty] | MTCOD | 80 | 0.36018 | 58000 |  |  | 30 | Data - Carbajales-Dale (2022) | Meta-analysis_2022.xlsx | 530.7872 |  | O | [7 empty] | 183000000 |  | 3660000000 | 63103448.2759 |  |  |  | 8.09
\cite{Walmsley2017} | Walmsley | 2017 |  | 2017 | PA | New Zealand | 1654.5455 | 55 |  |  | Onshore | 70 |  |  |  | 55450237 |  | 0.61 |  | 20 | [8 empty] | MTCOD | 80 | 0.4077 | 91000 |  |  | 30 | Data - Carbajales-Dale (2022) | Meta-analysis_2022.xlsx | 530.7872 |  | O | [7 empty] | 325000000 |  | 6500000000 | 71428571.4286 |  |  |  | 8.53
\cite{Walmsley2017} | Walmsley | 2017 |  | 2017 | PA | New Zealand | 650.4854 | 103 |  |  | Onshore | 50 |  |  |  | 70909091 |  | 1.06 |  | 20 | [8 empty] | MTCOD | 47 | 0.44299 | 67000 |  |  | 30 | Data - Carbajales-Dale (2022) | Meta-analysis_2022.xlsx | 530.7872 |  | O | [7 empty] | 260000000 |  | 5200000000 | 77611940.2985 |  |  |  | 13.64
\cite{Walmsley2017} | Walmsley | 2017 |  | 2017 | PA | New Zealand | 855.5556 | 9 |  |  | Onshore | 45 |  |  |  | 6023529 |  | 0.78 |  | 20 | [8 empty] | MTCOD | 52 | 0.37953 | 7700 |  |  | 30 | Data - Carbajales-Dale (2022) | Meta-analysis_2022.xlsx | 530.7872 |  | O | [7 empty] | 25600000 |  | 512000000 | 66493506.4935 |  |  |  | 11.76
\cite{Walmsley2017} | Walmsley | 2017 |  | 2017 | PA | New Zealand | 500 | 97 |  |  | Onshore | 30 |  |  |  | 48000000 |  | 0.99 |  | 20 | [8 empty] | MTCOD | 33 | 0.28715 | 48500 |  |  | 30 | Data - Carbajales-Dale (2022) | Meta-analysis_2022.xlsx | 530.7872 |  | O | [7 empty] | 122000000 |  | 2440000000 | 50309278.3505 |  |  |  | 19.67
\cite{Walmsley2017} | Walmsley | 2017 |  | 2017 | PA | New Zealand | 580 | 15 |  |  | Onshore | 46 |  |  |  | 9485030 |  | 1.09 |  | 20 | [8 empty] | MTCOD | 40 | 0.28867 | 8700 |  |  | 30 | Data - Carbajales-Dale (2022) | Meta-analysis_2022.xlsx | 530.7872 |  | O | [7 empty] | 22000000 |  | 440000000 | 50574712.6437 |  |  |  | 21.56
\cite{Walmsley2017} | Walmsley | 2017 |  | 2017 | PA | New Zealand | 230 | 1 |  |  | Onshore | 31 |  |  |  | 522000 |  | 2.27 |  | 20 | [8 empty] | MTCOD | 30 | 0.4318 | 230 |  |  | 30 | Data - Carbajales-Dale (2022) | Meta-analysis_2022.xlsx | 530.7872 |  | O | [7 empty] | 870000 |  | 17400000 | 75652173.913 |  |  |  | 30
\cite{Maier2017} | Maier | 2017 |  | 2017 | PA | EU |  | 1 |  |  | Offshore | [15 empty] | Reduced technology matrix |  | MTCOD |  |  | 5000 |  |  |  | Data - Carbajales-Dale (2022) | Meta-analysis_2022.xlsx | 530.7872 |  | C | [14 empty] | 6.8
\cite{Huang2017} | Huang | 2017 |  | 2017 | PA | Taiwan | 2000 | 52 | Vestas V80-2MW |  | Offshore |  | 11.52 |  | 3.2 |  |  |  |  | 20 |  |  |  |  | 0.19 |  | Scenario 1 - no offshore substation without recycling |  | MTCOD |  | 0.34247 | 104000 | 1198080000 |  |  | Data - Carbajales-Dale (2022) | Meta-analysis_2022.xlsx | 530.7872 |  | C |  | 332800000 |  | 99840000 |  | 0.02 |  | 312000000 |  | 6240000000 | 60000000 |  | 0.05
\cite{Huang2017} | Huang | 2017 |  | 2017 | PA | Taiwan | 2000 | 52 | Vestas V80-2MW |  | Offshore |  | 8.1 |  | 2.25 |  |  |  |  | 20 |  |  |  |  | 0.14 |  | Scenario 1a - no offshore substation with recycling |  | MTCOD |  | 0.34247 | 104000 | 842400000 |  |  | Data - Carbajales-Dale (2022) | Meta-analysis_2022.xlsx | 530.7872 |  | C |  | 234000000 |  | 70200000 |  | 0.01 |  | 312000000 |  | 6240000000 | 60000000 |  | 0.04
\cite{Huang2017} | Huang | 2017 |  | 2017 | PA | Taiwan | 2000 | 52 | Vestas V80-2MW |  | Offshore |  | 12.96 |  | 3.6 |  |  |  |  | 20 |  |  |  |  | 0.22 |  | Scenario 2 - offshore substation without recycling |  | MTCOD |  | 0.34247 | 104000 | 1347840000 |  |  | Data - Carbajales-Dale (2022) | Meta-analysis_2022.xlsx | 530.7872 |  | C |  | 374400000 |  | 112320000 |  | 0.02 |  | 312000000 |  | 6240000000 | 60000000 |  | 0.06
\cite{Huang2017} | Huang | 2017 |  | 2017 | PA | Taiwan | 2000 | 52 | Vestas V80-2MW |  | Offshore |  | 9.3 |  | 2.58 |  |  |  |  | 20 |  |  |  |  | 0.16 |  | Scenario 2a - offshore substation with recycling |  | MTCOD |  | 0.34247 | 104000 | 967200000 |  |  | Data - Carbajales-Dale (2022) | Meta-analysis_2022.xlsx | 530.7872 |  | C |  | 268666667 |  | 80600000 |  | 0.01 |  | 312000000 |  | 6240000000 | 60000000 |  | 0.04
\cite{Gibon2017} | Gibon | 2017 |  | 2017 | IO | EU |  |  | Mix of multiple multi-country regions |  | Onshore | [24 empty] | Data - Carbajales-Dale (2022) | Meta-analysis_2022.xlsx | 530.7872 |  | O | [14 empty] | 12.96 | 8.68
\cite{Gibon2017} | Gibon | 2017 |  | 2017 | IO | EU |  |  | Mix of multiple multi-country regions |  | Offshore | [15 empty] | Gravity-based concrete foundation | [8 empty] | Data - Carbajales-Dale (2022) | Meta-analysis_2022.xlsx | 530.7872 |  | O | [14 empty] | 14.63 | 2.99
\cite{Gibon2017} | Gibon | 2017 |  | 2017 | IO | EU |  |  | Mix of multiple multi-country regions |  | Offshore | [15 empty] | Steel foundation | [8 empty] | Data - Carbajales-Dale (2022) | Meta-analysis_2022.xlsx | 530.7872 |  | O | [14 empty] | 14.39 | 2.9
\cite{Elginoz2017} | Elginoz | 2017 |  | 2017 | PA | EU | 5000 | 77 | NREL 5MW - floating structure |  | Offshore | 90 |  |  |  | 308101659 |  | 0.8 |  | 25 | [6 empty] | Each turbine includes three 1115 kW of wave energy generation. GWP impacts have been allocated based on the electricity output of the two systems: 87.6% wind, 12.4% wave |  | MTCGOD | 63 | 0.23046 | 385000 |  |  |  | Data - Carbajales-Dale (2022) | Meta-analysis_2022.xlsx | 530.7872 |  | C | [7 empty] | 777250000 |  | 19431250000 | 50470779.2208 |  |  |  | 15.86
\cite{Elginoz2017} | Elginoz | 2017 |  | 2017 | PA | EU | 5000 | 77 | NREL 5MW - floating structure |  | Offshore | 90 |  |  |  | 400283750 |  | 1.04 |  | 25 | [6 empty] | Single-use platform |  | MTCGOD | 63 | 0.23046 | 385000 |  |  |  | Data - Carbajales-Dale (2022) | Meta-analysis_2022.xlsx | 530.7872 |  | C | [7 empty] | 777250000 |  | 19431250000 | 50470779.2208 |  |  |  | 20.6
\cite{Stenzel2017} | Stenzel | 2017 |  | 2017 | PA | Portugal | 900 | 5 | Enercon E44-900kW |  | Onshore |  |  |  |  | 90750 |  | 0.02 | [10 empty] | MTC |  |  | 4500 |  |  |  | Data - Carbajales-Dale (2022) | Meta-analysis_2022.xlsx | 530.7872 |  | C
\cite{Zhao2017} | Zhao | 2017 |  | 2017 | PA | China | 1500 | 33 | Dong Fang FD77-1500 |  | Onshore |  |  |  |  | 29431302 |  | 0.59 |  | 20 | [6 empty] | Datang Zhaluteqi Wind Farm Project I |  | MTCGOD |  | 0.27128 | 49500 |  |  |  | Data - Carbajales-Dale (2022) | Meta-analysis_2022.xlsx | 530.7872 |  | O | [7 empty] | 117631103.1175 |  | 2352622062.3501 | 47527718.4313 |  |  |  | 12.51
\cite{Huang2017} | Huang | 2017 |  | 2017 |  |  | 2000 | 1 | H |  | Offshore | [8 empty] | 20 | [10 empty] | 0.34 | 2000 |  |  |  | Data - Mendecka (2019) | Meta-analysis_2022.xlsx | 530.7872 | [9 empty] | 5956800 |  | 119136000 | 59568000
\cite{Lombardi2017} | Lombardi | 2017 |  | 2017 |  |  | 1 | 1 | V |  | Onshore |  |  |  |  | 3548 |  | 3.55 |  | 20 | [9 empty] | 2 | 0.09 | 1 |  |  |  | Data - Mendecka (2019) | Meta-analysis_2022.xlsx | 530.7872 | [9 empty] | 788.4 |  | 15768 | 15768000 |  |  |  | 225
\cite{Lombardi2017} | Lombardi | 2017 |  | 2017 |  |  | 3 | 1 | V |  | Onshore |  |  |  |  | 8373 |  | 2.79 |  | 20 | [9 empty] | 3.2 | 0.09 | 3 |  |  |  | Data - Mendecka (2019) | Meta-analysis_2022.xlsx | 530.7872 | [9 empty] | 2365.2 |  | 47304 | 15768000 |  |  |  | 177
\cite{Siddiqui2017} | Siddiqui | 2017 |  | 2017 |  |  | 1890 | 1 | H |  | Onshore |  |  |  |  | 1396532 |  | 0.74 |  | 20 | [10 empty] | 0.35 | 1890 |  |  |  | Data - Mendecka (2019) | Meta-analysis_2022.xlsx | 530.7872 | [9 empty] | 5794740 |  | 115894800 | 61320000 |  |  |  | 12.05
\cite{Wang2017} | Wang | 2017 |  | 2017 |  |  | 0.6 | 1 | H |  | Onshore |  | 0.25 | [6 empty] | 20 |  |  | 51.43 |  | 0.07 | [5 empty] | 0.02 | 0.6 | 147 |  |  | Data - Mendecka (2019) | Meta-analysis_2022.xlsx | 530.7872 |  |  |  | 40.9 | [5 empty] | 105.12 |  | 2102.4 | 3504000 |  | 0.02
\cite{Vestas.2017} | Vestas. | 2017 |  | 2017 |  |  | 3450 | 1 | H |  | Onshore |  | 9.11 |  |  | 1665837 |  | 0.48 |  | 20 |  |  | 36 |  | 0.1 |  |  |  |  | 112 | 0.52 | 3450 | 31430880 |  |  | Data - Mendecka (2019) | Meta-analysis_2022.xlsx | 530.7872 |  |  |  | 8730800 | [5 empty] | 15715440 |  | 314308800 | 91104000 |  | 0.03 |  | 5.3
\cite{Vestas.2017} | Vestas. | 2017 |  | 2017 |  |  | 2000 | 1 | H |  | Onshore |  | 6.13 |  |  | 1173840 |  | 0.59 |  | 20 |  |  | 51.43 |  | 0.07 |  |  |  |  | 120 | 0.5 | 2000 | 12264000 |  |  | Data - Mendecka (2019) | Meta-analysis_2022.xlsx | 530.7872 |  |  |  | 3406666.7 | [5 empty] | 8760000 |  | 175200000 | 87600000 |  | 0.02 |  | 6.7
\cite{Vestas.2017} | Vestas. | 2017 |  | 2017 |  |  | 3450 | 1 | H |  | Onshore |  | 6.13 |  |  | 1450656 |  | 0.42 |  | 20 |  |  | 51.43 |  | 0.07 |  |  |  |  | 105 | 0.5 | 3450 | 21155400 |  |  | Data - Mendecka (2019) | Meta-analysis_2022.xlsx | 530.7872 |  |  |  | 5876500 | [5 empty] | 15111000 |  | 302220000 | 87600000 |  | 0.02 |  | 4.8
\cite{Vestas.2017} | Vestas. | 2017 |  | 2017 |  |  | 3450 | 1 | H |  | Onshore |  | 8.51 |  |  | 1664628 |  | 0.48 |  | 20 |  |  | 40 |  | 0.09 |  |  |  |  | 117 | 0.54 | 3450 | 29375784 |  |  | Data - Mendecka (2019) | Meta-analysis_2022.xlsx | 530.7872 |  |  |  | 8159940 | [5 empty] | 16319880 |  | 326397600 | 94608000 |  | 0.03 |  | 5.1
\cite{Vestas.2017} | Vestas. | 2017 |  | 2017 |  |  | 3450 | 1 | H |  | Onshore |  | 8.41 |  |  | 1856840 |  | 0.54 |  | 20 |  |  | 36 |  | 0.1 |  |  |  |  | 126 | 0.48 | 3450 | 29013120 |  |  | Data - Mendecka (2019) | Meta-analysis_2022.xlsx | 530.7872 |  |  |  | 8059200 | [5 empty] | 14506560 |  | 290131200 | 84096000 |  | 0.03 |  | 6.4
\cite{Vestas.2017} | Vestas. | 2017 |  | 2017 |  |  | 3450 | 1 | H |  | Onshore |  |  |  |  | 2021247 |  | 0.59 |  | 20 | [9 empty] | 136 | 0.44 | 3450 |  |  |  | Data - Mendecka (2019) | Meta-analysis_2022.xlsx | 530.7872 | [9 empty] | 13297680 |  | 265953600 | 77088000 |  |  |  | 7.6
\cite{Gamesa.2017} | Gamesa. | 2017 |  | 2017 |  |  | 2000 | 1 | H |  | Onshore |  |  |  |  | 854801 |  | 0.43 |  | 20 | [9 empty] | 114 | 0.35 | 2000 |  |  |  | Data - Mendecka (2019) | Meta-analysis_2022.xlsx | 530.7872 | [9 empty] | 6132000 |  | 122640000 | 61320000 |  |  |  | 6.97
\cite{Gamesa.2017} | Gamesa. | 2017 |  | 2017 |  |  | 2000 | 1 | H |  | Onshore |  |  |  |  | 944328 |  | 0.47 |  | 20 | [9 empty] | 114 | 0.35 | 2000 |  |  |  | Data - Mendecka (2019) | Meta-analysis_2022.xlsx | 530.7872 | [9 empty] | 6132000 |  | 122640000 | 61320000 |  |  |  | 7.7
\cite{Gamesa.2017} | Gamesa. | 2017 |  | 2017 |  |  | 2500 | 1 | H |  | Onshore |  |  |  |  | 1987118 |  | 0.79 |  | 20 | [9 empty] | 114 | 0.53 | 2500 |  |  |  | Data - Mendecka (2019) | Meta-analysis_2022.xlsx | 530.7872 | [9 empty] | 11607000 |  | 232140000 | 92856000 |  |  |  | 8.56
\cite{Gamesa.2017} | Gamesa. | 2017 |  | 2017 |  |  | 3465 | 1 | H |  | Onshore |  |  |  |  | 2667457 |  | 0.77 |  | 20 | [9 empty] | 132 | 0.52 | 3465 |  |  |  | Data - Mendecka (2019) | Meta-analysis_2022.xlsx | 530.7872 | [9 empty] | 15783768 |  | 315675360 | 91104000 |  |  |  | 8.45
\cite{Gamesa.2017} | Gamesa. | 2017 |  | 2017 |  |  | 2625 | 1 | H |  | Onshore |  |  |  |  | 1949240 |  | 0.74 |  | 20 | [9 empty] | 126 | 0.48 | 2625 |  |  |  | Data - Mendecka (2019) | Meta-analysis_2022.xlsx | 530.7872 | [9 empty] | 11037600 |  | 220752000 | 84096000 |  |  |  | 8.83
\cite{Mendecka2018} | Mendecka | 2018 |  | 2018 | PA |  | 1 | 1 | EnEco 1kW |  | Onshore |  | 33.84 |  | 9.4 |  |  |  |  | 20 |  |  |  |  | 1.57 |  |  |  | MCOD |  | 0.12317 | 1 | 33844 |  |  | Data - Carbajales-Dale (2022) | Meta-analysis_2022.xlsx | 580.4044 |  | C |  | 9401 |  | 2820.3 |  | 0.13 |  | 1079 |  | 21580 | 21580000 |  | 0.44
\cite{Mendecka2018} | Mendecka | 2018 |  | 2018 | PA |  | 3 | 1 | EnEco 3kW |  | Onshore |  | 18.29 |  | 5.08 |  |  |  |  | 20 |  |  |  |  | 0.84 |  |  |  | MCOD |  | 0.12393 | 3 | 54879 |  |  | Data - Carbajales-Dale (2022) | Meta-analysis_2022.xlsx | 580.4044 |  | C |  | 15244 |  | 4573.3 |  | 0.07 |  | 3257 |  | 65140 | 21713333.3333 |  | 0.23
\cite{Mendecka2018} | Mendecka | 2018 |  | 2018 | PA |  | 5 | 1 | Endurance S-343 |  | Onshore |  | 15 |  | 4.17 |  |  |  |  | 20 |  |  |  |  | 1 |  |  |  | MCOD |  | 0.085639 | 5 | 74999 |  |  | Data - Carbajales-Dale (2022) | Meta-analysis_2022.xlsx | 580.4044 |  | C |  | 20833 |  | 6249.9 |  | 0.08 |  | 3751 |  | 75020 | 15004000 |  | 0.28
\cite{Mendecka2018} | Mendecka | 2018 |  | 2018 | PA |  | 6 | 1 | Kingspan KW6 |  | Onshore |  | 17.58 |  | 4.88 |  |  |  |  | 20 |  |  |  |  | 0.95 |  |  |  | MCOD |  | 0.10605 | 6 | 105502 |  |  | Data - Carbajales-Dale (2022) | Meta-analysis_2022.xlsx | 580.4044 |  | C |  | 29306 |  | 8791.8 |  | 0.08 |  | 5574 |  | 111480 | 18580000 |  | 0.26
\cite{Mendecka2018} | Mendecka | 2018 |  | 2018 | PA |  | 20 | 1 | Jacobs, C&F Green Energy CF20 |  | Onshore |  | 10.91 |  | 3.03 |  |  |  |  | 20 |  |  |  |  | 0.66 |  |  |  | MCOD |  | 0.094401 | 20 | 218145 |  |  | Data - Carbajales-Dale (2022) | Meta-analysis_2022.xlsx | 580.4044 |  | C |  | 60596 |  | 18178.8 |  | 0.05 |  | 16539 |  | 330780 | 16539000 |  | 0.18
\cite{Mendecka2018} | Mendecka | 2018 |  | 2018 | PA |  | 30 | 1 | Pitchwind 30kW |  | Onshore |  | 9.05 |  | 2.51 |  |  |  |  | 20 |  |  |  |  | 0.58 |  |  |  | MCOD |  | 0.088451 | 30 | 271479 |  |  | Data - Carbajales-Dale (2022) | Meta-analysis_2022.xlsx | 580.4044 |  | C |  | 75411 |  | 22623.3 |  | 0.05 |  | 23245 |  | 464900 | 15496666.6667 |  | 0.16
\cite{Mendecka2018} | Mendecka | 2018 |  | 2018 | PA |  | 100 | 1 | Nothern Power 100kW |  | Onshore |  | 8.57 |  | 2.38 |  |  |  |  | 20 |  |  |  |  | 0.41 |  |  |  | MCOD |  | 0.12027 | 100 | 857447 |  |  | Data - Carbajales-Dale (2022) | Meta-analysis_2022.xlsx | 580.4044 |  | C |  | 238180 |  | 71453.9 |  | 0.03 |  | 105357 |  | 2107140 | 21071400 |  | 0.11
\cite{Mendecka2018} | Mendecka | 2018 |  | 2018 | PA |  | 500 | 1 | Vestas V39 |  | Onshore |  | 5.5 |  | 1.53 |  |  |  |  | 20 |  |  |  |  | 0.25 |  |  |  | MCOD |  | 0.12483 | 500 | 2749900 |  |  | Data - Carbajales-Dale (2022) | Meta-analysis_2022.xlsx | 580.4044 |  | C |  | 763861 |  | 229158.3 |  | 0.02 |  | 546751 |  | 10935020 | 21870040 |  | 0.07
\cite{Mendecka2018} | Mendecka | 2018 |  | 2018 | PA |  | 600 | 1 | Tacke 600e |  | Onshore |  | 4.59 |  | 1.28 |  |  |  |  | 20 |  |  |  |  | 0.31 |  |  |  | MCOD |  | 0.085395 | 600 | 2756100 |  |  | Data - Carbajales-Dale (2022) | Meta-analysis_2022.xlsx | 580.4044 |  | C |  | 765583 |  | 229675 |  | 0.03 |  | 448838 |  | 8976760 | 14961266.6667 |  | 0.09
\cite{Mendecka2018} | Mendecka | 2018 |  | 2018 | PA |  | 660 | 1 | Vestas V47 |  | Onshore |  | 4.37 |  | 1.21 |  |  |  |  | 20 |  |  |  |  | 0.3 |  |  |  | MCOD |  | 0.083523 | 660 | 2881648 |  |  | Data - Carbajales-Dale (2022) | Meta-analysis_2022.xlsx | 580.4044 |  | C |  | 800458 |  | 240137.3 |  | 0.02 |  | 482896 |  | 9657920 | 14633212.1212 |  | 0.08
\cite{Mendecka2018} | Mendecka | 2018 |  | 2018 | PA |  | 750 | 1 | WindEnergy Lebanon 750kW |  | Onshore |  | 4.07 |  | 1.13 |  |  |  |  | 20 |  |  |  |  | 0.29 |  |  |  | MCOD |  | 0.080919 | 750 | 3053131 |  |  | Data - Carbajales-Dale (2022) | Meta-analysis_2022.xlsx | 580.4044 |  | C |  | 848092 |  | 254427.6 |  | 0.02 |  | 531635 |  | 10632700 | 14176933.3333 |  | 0.08
\cite{Mendecka2018} | Mendecka | 2018 |  | 2018 | PA |  | 850 | 1 | Vestas V52 |  | Onshore |  | 3.16 |  | 0.88 |  |  |  |  | 20 |  |  |  |  | 0.28 |  |  |  | MCOD |  | 0.065277 | 850 | 2688487 |  |  | Data - Carbajales-Dale (2022) | Meta-analysis_2022.xlsx | 580.4044 |  | C |  | 746802 |  | 224040.6 |  | 0.02 |  | 486052 |  | 9721040 | 11436517.6471 |  | 0.08
\cite{Mendecka2018} | Mendecka | 2018 |  | 2018 | PA |  | 1250 | 1 | Suzlon S64 |  | Onshore | 64 | 2.78 |  | 0.77 |  |  |  |  | 20 |  |  |  |  | 0.25 |  |  |  | MCOD |  | 0.06431 | 1250 | 3469542 |  |  | Data - Carbajales-Dale (2022) | Meta-analysis_2022.xlsx | 580.4044 |  | C |  | 963762 |  | 289128.5 |  | 0.02 |  | 704198 |  | 14083960 | 11267168 |  | 0.07
\cite{Mendecka2018} | Mendecka | 2018 |  | 2018 | PA |  | 1800 | 1 | Leitwind LTW80 |  | Onshore |  | 2.88 |  | 0.8 |  |  |  |  | 20 |  |  |  |  | 0.22 |  |  |  | MCOD |  | 0.0745 | 1800 | 5187989 |  |  | Data - Carbajales-Dale (2022) | Meta-analysis_2022.xlsx | 580.4044 |  | C |  | 1441108 |  | 432332.4 |  | 0.02 |  | 1174709 |  | 23494180 | 13052322.2222 |  | 0.06
\cite{Mendecka2018} | Mendecka | 2018 |  | 2018 | PA |  | 2000 | 1 | Gamesa G80 |  | Onshore |  | 2.15 |  | 0.6 |  |  |  |  | 20 |  |  |  |  | 0.21 |  |  |  | MCOD |  | 0.057279 | 2000 | 4294111 |  |  | Data - Carbajales-Dale (2022) | Meta-analysis_2022.xlsx | 580.4044 |  | C |  | 1192809 |  | 357842.6 |  | 0.02 |  | 1003533 |  | 20070660 | 10035330 |  | 0.06
\cite{Mendecka2018} | Mendecka | 2018 |  | 2018 | PA |  | 2000 | 1 | EWT Directwind |  | Onshore |  | 3.32 |  | 0.92 |  |  |  |  | 20 |  |  |  |  | 0.19 |  |  |  | MCOD |  | 0.10053 | 2000 | 6648933 |  |  | Data - Carbajales-Dale (2022) | Meta-analysis_2022.xlsx | 580.4044 |  | C |  | 1846926 |  | 554077.8 |  | 0.02 |  | 1761331 |  | 35226620 | 17613310 |  | 0.05
\cite{Mendecka2018} | Mendecka | 2018 |  | 2018 | PA |  | 2000 | 1 | Gamesa G83 |  | Onshore |  | 3.3 |  | 0.92 |  |  |  |  | 20 |  |  |  |  | 0.23 |  |  |  | MCOD |  | 0.082744 | 2000 | 6607558 |  |  | Data - Carbajales-Dale (2022) | Meta-analysis_2022.xlsx | 580.4044 |  | C |  | 1835433 |  | 550629.8 |  | 0.02 |  | 1449668 |  | 28993360 | 14496680 |  | 0.06
\cite{Mendecka2018} | Mendecka | 2018 |  | 2018 | PA |  | 2000 | 1 | Vestas V90-2MW |  | Onshore | 80 | 3.25 |  | 0.9 |  |  |  |  | 20 |  |  |  |  | 0.23 |  |  |  | MCOD |  | 0.082026 | 2000 | 6501330 |  |  | Data - Carbajales-Dale (2022) | Meta-analysis_2022.xlsx | 580.4044 |  | C |  | 1805925 |  | 541777.5 |  | 0.02 |  | 1437101 |  | 28742020 | 14371010 |  | 0.06
\cite{Mendecka2018} | Mendecka | 2018 |  | 2018 | PA |  | 2000 | 1 | Gamesa G90 |  | Onshore |  | 3.96 |  | 1.1 |  |  |  |  | 20 |  |  |  |  | 0.19 |  |  |  | MCOD |  | 0.11862 | 2000 | 7927528 |  |  | Data - Carbajales-Dale (2022) | Meta-analysis_2022.xlsx | 580.4044 |  | C |  | 2202091 |  | 660627.3 |  | 0.02 |  | 2078222 |  | 41564440 | 20782220 |  | 0.05
\cite{Mendecka2018} | Mendecka | 2018 |  | 2018 | PA |  | 3000 | 1 | Vestas V90-3MW |  | Onshore |  | 2.85 |  | 0.79 |  |  |  |  | 20 |  |  |  |  | 0.15 |  |  |  | MCOD |  | 0.10565 | 3000 | 8560661 |  |  | Data - Carbajales-Dale (2022) | Meta-analysis_2022.xlsx | 580.4044 |  | C |  | 2377961 |  | 713388.4 |  | 0.01 |  | 2776518 |  | 55530360 | 18510120 |  | 0.04
\cite{Wang2018} | Wang | 2018 |  | 2018 | PA | China |  |  |  |  | Onshore | [15 empty] | No recycling |  | MTCOD | [6 empty] | Data - Carbajales-Dale (2022) | Meta-analysis_2022.xlsx | 580.4044 | [16 empty] | 30.57
\cite{Wang2018} | Wang | 2018 |  | 2018 | PA | China |  |  |  |  | Onshore | [15 empty] | 20% recycling |  | MTCOD | [6 empty] | Data - Carbajales-Dale (2022) | Meta-analysis_2022.xlsx | 580.4044 | [16 empty] | 25.68
\cite{Wang2018} | Wang | 2018 |  | 2018 | PA | China |  |  |  |  | Onshore | [15 empty] | 40% recycling |  | MTCOD | [6 empty] | Data - Carbajales-Dale (2022) | Meta-analysis_2022.xlsx | 580.4044 | [16 empty] | 22.52
\cite{Wang2018} | Wang | 2018 |  | 2018 | PA | China |  |  |  |  | Onshore | [15 empty] | 60% recycling |  | MTCOD | [6 empty] | Data - Carbajales-Dale (2022) | Meta-analysis_2022.xlsx | 580.4044 | [16 empty] | 19.66
\cite{Wang2018} | Wang | 2018 |  | 2018 | PA | China |  |  |  |  | Onshore | [15 empty] | 80% recycling |  | MTCOD | [6 empty] | Data - Carbajales-Dale (2022) | Meta-analysis_2022.xlsx | 580.4044 | [16 empty] | 16.8
\cite{Stanek2018} | Stanek | 2018 |  | 2018 | PA | Poland | 2000 | 1 | [20 empty] | MCO |  |  | 2000 |  |  |  | Data - Carbajales-Dale (2022) | Meta-analysis_2022.xlsx | 580.4044 |  | C | [5 empty] | 0.03 | [6 empty] | 0.09
\cite{Stanek2018} | Stanek | 2018 |  | 2018 | PA | Italy | 2000 | 1 | [20 empty] | MCO |  |  | 2000 |  |  |  | Data - Carbajales-Dale (2022) | Meta-analysis_2022.xlsx | 580.4044 |  | C | [5 empty] | 0.02 | [6 empty] | 0.06
\cite{Danthurebandara2018} | Danthurebandara | 2018 |  | 2018 | PA | Sri Lanka | 2000 | 1 | [7 empty] | 4655792 |  | 2.33 |  | 20 | [8 empty] | MCOD |  | 0.22831 | 2000 |  |  |  | Data - Carbajales-Dale (2022) | Meta-analysis_2022.xlsx | 580.4044 |  | C | [7 empty] | 4000000 |  | 80000000 | 40000000 |  |  |  | 58.2
\cite{Lombardi2018} | Lombardi | 2018 |  | 2018 | PA | Italy | 1 | 1 | Skyline-10 |  | Onshore | 2 | 37.76 |  | 10.49 | 3600 |  | 3.6 |  | 20 |  |  |  |  | 2.36 |  |  |  | MTCOD | 2 | 0.091324 | 1 | 37760 |  |  | Data - Carbajales-Dale (2022) | Meta-analysis_2022.xlsx | 580.4044 |  |  |  | 10489 |  | 3146.7 |  | 0.2 |  | 800 |  | 16000 | 16000000 |  | 0.66 |  | 225
\cite{Lombardi2018} | Lombardi | 2018 |  | 2018 | PA | Italy | 3 | 1 | Skyline-30 |  | Onshore | 3 | 30.01 |  | 8.34 | 8567 |  | 2.86 |  | 20 |  |  |  |  | 1.86 |  |  |  | MTCOD | 3.2 | 0.092085 | 3 | 90024 |  |  | Data - Carbajales-Dale (2022) | Meta-analysis_2022.xlsx | 580.4044 |  |  |  | 25007 |  | 7502 |  | 0.16 |  | 2420 |  | 48400 | 16133333.3333 |  | 0.52 |  | 177
\cite{Martinez2018} | Martinez | 2018 |  | 2018 | PA | Spain | 2000 | 1 | Gamesa G8X - 2MW |  | Onshore | 70 |  |  |  | 526400 |  | 0.26 |  | 20 | [8 empty] | MTCOD | 60 | 0.22831 | 2000 |  |  |  | Data - Carbajales-Dale (2022) | Meta-analysis_2022.xlsx | 580.4044 |  | C | [7 empty] | 4000000 |  | 80000000 | 40000000 |  |  |  | 6.58
\cite{Martinez2018} | Martinez | 2018 |  | 2018 | PA | Spain | 2000 | 17 | Gamesa G80 - 2MW |  | Onshore |  |  |  |  | 25210500 |  | 0.74 |  | 27 | [6 empty] | Repowering of wind farm with 37 Gamesa G47 - 660 kW turbines after 7 years of operation |  | MTCGOD |  | 0.2114 | 34000 |  |  |  | Data - Carbajales-Dale (2022) | Meta-analysis_2022.xlsx | 580.4044 |  | C | [7 empty] | 62962962.963 |  | 1700000000 | 50000000 |  |  |  | 0.01
\cite{Martinez2018} | Martinez | 2018 |  | 2018 | PA | Spain | 660 | 37 | Gamesa G47 - 660 kW |  | Onshore |  |  |  |  | 12397400 |  | 0.51 |  | 20 | [6 empty] | Assumes that capacity factor of site remains same before and after repowering |  | MTCGOD |  | 0.2114 | 24420 |  |  |  | Data - Carbajales-Dale (2022) | Meta-analysis_2022.xlsx | 580.4044 |  | O | [7 empty] | 45222222.2222 |  | 904444444.4444 | 37037037.037 |  |  |  | 0.01
\cite{Martinez2018} | Martinez | 2018 |  | 2018 | PA | Spain | 2000 | 17 | Gamesa G80 - 2MW |  | Onshore |  |  |  |  | 13327100 |  | 0.39 |  | 20 | [6 empty] | Assumes that capacity factor of site remains same before and after repowering |  | MTCGOD |  | 0.2114 | 34000 |  |  |  | Data - Carbajales-Dale (2022) | Meta-analysis_2022.xlsx | 580.4044 |  | C | [7 empty] | 62962962.963 |  | 1259259259.2593 | 37037037.037 |  |  |  | 0.01
\cite{Xu2018} | Xu | 2018 |  | 2018 | PA | China |  |  | 18 Goldwind G77-1500kW and 30 Goldwind S50-750kW turbines |  | Onshore |  |  |  |  | 22507300 |  | 0.45 |  | 20 | [8 empty] | MTCOD |  | 0.30003 | 49500 |  |  |  | Data - Carbajales-Dale (2022) | Meta-analysis_2022.xlsx | 580.4044 |  | O | [7 empty] | 130100000 |  | 2602000000 | 52565656.5657 |  |  |  | 8.65
\cite{Raugei2018} | Raugei | 2018 |  | 2018 | PA |  | 1000 | 1 |  |  | Onshore |  | 9.2 | [6 empty] | 20 |  |  |  |  | 0.21 |  |  |  | MTCOD |  | 0.251 | 1000 | 9195600 |  |  | Data - Carbajales-Dale (2022) | Meta-analysis_2022.xlsx | 580.4044 |  | C | [5 empty] | 0.02 |  | 2194444.4444 |  | 43888888.8889 | 43888888.8889 |  | 0.06
\cite{Raugei2018} | Raugei | 2018 |  | 2018 | PA | Chile | 1000 | 1 |  |  | Onshore |  | 9.33 | [6 empty] | 20 |  |  |  |  | 0.19 |  |  |  | MTCOD |  | 0.281 | 1000 | 9327900 |  |  | Data - Carbajales-Dale (2022) | Meta-analysis_2022.xlsx | 580.4044 |  | C | [5 empty] | 0.02 |  | 2458333.3333 |  | 49166666.6667 | 49166666.6667 |  | 0.05
\cite{Chipindula2018} | Chipindula | 2018 |  | 2018 |  |  | 1000 | 1 | H |  | Onshore |  |  |  |  | 450702 |  | 0.45 |  | 20 | [10 empty] | 0.35 | 1000 |  |  |  | Data - Mendecka (2019) | Meta-analysis_2022.xlsx | 580.4044 | [9 empty] | 3066000 |  | 61320000 | 61320000 |  |  |  | 7.35
\cite{Chipindula2018} | Chipindula | 2018 |  | 2018 |  |  | 2000 | 1 | H |  | Onshore |  |  |  |  | 869518 |  | 0.43 |  | 20 | [10 empty] | 0.35 | 2000 |  |  |  | Data - Mendecka (2019) | Meta-analysis_2022.xlsx | 580.4044 | [9 empty] | 6132000 |  | 122640000 | 61320000 |  |  |  | 7.09
\cite{Chipindula2018} | Chipindula | 2018 |  | 2018 |  |  | 2300 | 1 | H |  | Onshore |  |  |  |  | 823650 |  | 0.36 |  | 20 | [10 empty] | 0.35 | 2300 |  |  |  | Data - Mendecka (2019) | Meta-analysis_2022.xlsx | 580.4044 | [9 empty] | 7051800 |  | 141036000 | 61320000 |  |  |  | 5.84
\cite{Chipindula2018} | Chipindula | 2018 |  | 2018 |  |  | 2000 | 1 | H |  | Offshore |  |  |  |  | 1496383 |  | 0.75 |  | 20 | [10 empty] | 0.45 | 2000 |  |  |  | Data - Mendecka (2019) | Meta-analysis_2022.xlsx | 580.4044 | shalow | [8 empty] | 7884000 |  | 157680000 | 78840000 |  |  |  | 9.49
\cite{Chipindula2018} | Chipindula | 2018 |  | 2018 |  |  | 2300 | 1 | H |  | Offshore |  |  |  |  | 1176845 |  | 0.51 |  | 20 | [10 empty] | 0.45 | 2300 |  |  |  | Data - Mendecka (2019) | Meta-analysis_2022.xlsx | 580.4044 | shalow | [8 empty] | 9066600 |  | 181332000 | 78840000 |  |  |  | 6.49
\cite{Chipindula2018} | Chipindula | 2018 |  | 2018 |  |  | 2300 | 1 | H |  | Offshore |  |  |  |  | 1494297 |  | 0.65 |  | 20 | [10 empty] | 0.47 | 2300 |  |  |  | Data - Mendecka (2019) | Meta-analysis_2022.xlsx | 580.4044 | deep | [8 empty] | 9469560 |  | 189391200 | 82344000 |  |  |  | 7.89
\cite{Chipindula2018} | Chipindula | 2018 |  | 2018 |  |  | 5000 | 1 | H |  | Offshore |  |  |  |  | 2997322 |  | 0.6 |  | 20 | [10 empty] | 0.47 | 5000 |  |  |  | Data - Mendecka (2019) | Meta-analysis_2022.xlsx | 580.4044 | deep | [8 empty] | 20586000 |  | 411720000 | 82344000 |  |  |  | 7.28
\cite{Martínez2018} | Martínez | 2018 |  | 2018 |  |  | 2000 | 1 | H |  | Onshore |  |  |  |  | 806971 |  | 0.4 |  | 20 | [10 empty] | 0.35 | 2000 |  |  |  | Data - Mendecka (2019) | Meta-analysis_2022.xlsx | 580.4044 | [9 empty] | 6132000 |  | 122640000 | 61320000 |  |  |  | 6.58
\cite{Mendecka2018} | Mendecka | 2018 |  | 2018 |  |  | 1 | 1 | V |  | Onshore |  | 32.59 |  |  | 2796 |  | 2.8 |  | 20 |  |  | 2.32 |  | 1.55 | [5 empty] | 0.12 | 1 | 32587 |  |  | Data - Mendecka (2019) | Meta-analysis_2022.xlsx | 580.4044 |  |  |  | 9052 | [5 empty] | 1051.2 |  | 21024 | 21024000 |  | 0.43 |  | 133
\cite{Mendecka2018} | Mendecka | 2018 |  | 2018 |  |  | 3 | 1 | V |  | Onshore |  | 34.62 |  |  | 6450 |  | 2.15 |  | 20 |  |  | 2.37 |  | 1.52 | [5 empty] | 0.13 | 3 | 103859 |  |  | Data - Mendecka (2019) | Meta-analysis_2022.xlsx | 580.4044 |  |  |  | 28849.6 | [5 empty] | 3416.4 |  | 68328 | 22776000 |  | 0.42 |  | 94.4
\cite{Mendecka2018} | Mendecka | 2018 |  | 2018 |  |  | 5 | 1 | H |  | Onshore |  | 25.26 | [6 empty] | 20 |  |  | 3.5 |  | 1.03 | [5 empty] | 0.14 | 5 | 126319 |  |  | Data - Mendecka (2019) | Meta-analysis_2022.xlsx | 580.4044 |  |  |  | 35088.7 | [5 empty] | 6132 |  | 122640 | 24528000 |  | 0.29
\cite{Mendecka2018} | Mendecka | 2018 |  | 2018 |  |  | 6 | 1 | H |  | Onshore |  | 16.19 |  |  | 7840 |  | 1.31 |  | 20 |  |  | 4.29 |  | 0.84 | [5 empty] | 0.11 | 6 | 97131 |  |  | Data - Mendecka (2019) | Meta-analysis_2022.xlsx | 580.4044 |  |  |  | 26980.8 | [5 empty] | 5781.6 |  | 115632 | 19272000 |  | 0.23 |  | 67.8
\cite{Mendecka2018} | Mendecka | 2018 |  | 2018 |  |  | 20 | 1 | H |  | Onshore |  | 14.59 |  |  | 25674 |  | 1.28 |  | 20 |  |  | 7.35 |  | 0.49 | [5 empty] | 0.17 | 20 | 291883 |  |  | Data - Mendecka (2019) | Meta-analysis_2022.xlsx | 580.4044 |  |  |  | 81078.7 | [5 empty] | 29784 |  | 595680 | 29784000 |  | 0.14 |  | 43.1
\cite{Mendecka2018} | Mendecka | 2018 |  | 2018 |  |  | 30 | 1 | H |  | Onshore |  | 12.51 |  |  | 29218 |  | 0.97 |  | 20 |  |  | 8.57 |  | 0.42 | [5 empty] | 0.17 | 30 | 375278 |  |  | Data - Mendecka (2019) | Meta-analysis_2022.xlsx | 580.4044 |  |  |  | 104244 | [5 empty] | 44676 |  | 893520 | 29784000 |  | 0.12 |  | 32.7
\cite{Mendecka2018} | Mendecka | 2018 |  | 2018 |  |  | 100 | 1 | H |  | Onshore |  | 12.96 |  |  | 104069 |  | 1.04 |  | 20 |  |  | 9.73 |  | 0.37 | [5 empty] | 0.2 | 100 | 1296480 |  |  | Data - Mendecka (2019) | Meta-analysis_2022.xlsx | 580.4044 |  |  |  | 360133.3 | [5 empty] | 175200 |  | 3504000 | 35040000 |  | 0.1 |  | 29.7
\cite{Mendecka2018} | Mendecka | 2018 |  | 2018 |  |  | 500 | 1 | H |  | Onshore |  | 5.47 |  |  | 210240 |  | 0.42 |  | 20 |  |  | 27.69 |  | 0.13 | [5 empty] | 0.24 | 500 | 2733120 |  |  | Data - Mendecka (2019) | Meta-analysis_2022.xlsx | 580.4044 |  |  |  | 759200 | [5 empty] | 1051200 |  | 21024000 | 42048000 |  | 0.04 |  | 10
\cite{Mendecka2018} | Mendecka | 2018 |  | 2018 |  |  | 600 | 1 | H |  | Onshore |  | 8.41 |  |  | 355726 |  | 0.59 |  | 20 |  |  | 18 |  | 0.2 | [5 empty] | 0.24 | 600 | 5045760 |  |  | Data - Mendecka (2019) | Meta-analysis_2022.xlsx | 580.4044 |  |  |  | 1401600 | [5 empty] | 1261440 |  | 25228800 | 42048000 |  | 0.06 |  | 14.1
\cite{Mendecka2018} | Mendecka | 2018 |  | 2018 |  |  | 660 | 1 | H |  | Onshore |  | 5.69 |  |  | 269423 |  | 0.41 |  | 20 |  |  | 27.69 |  | 0.13 | [5 empty] | 0.25 | 660 | 3758040 |  |  | Data - Mendecka (2019) | Meta-analysis_2022.xlsx | 580.4044 |  |  |  | 1043900 | [5 empty] | 1445400 |  | 28908000 | 43800000 |  | 0.04 |  | 9.32
\cite{Mendecka2018} | Mendecka | 2018 |  | 2018 |  |  | 750 | 1 | H |  | Onshore |  | 6.57 |  |  | 338355 |  | 0.45 |  | 20 |  |  | 24 |  | 0.15 | [5 empty] | 0.25 | 750 | 4927500 |  |  | Data - Mendecka (2019) | Meta-analysis_2022.xlsx | 580.4044 |  |  |  | 1368750 | [5 empty] | 1642500 |  | 32850000 | 43800000 |  | 0.04 |  | 10.3
\cite{Mendecka2018} | Mendecka | 2018 |  | 2018 |  |  | 850 | 1 | H |  | Onshore |  | 5.26 |  |  | 339538 |  | 0.4 |  | 20 |  |  | 30 |  | 0.12 | [5 empty] | 0.25 | 850 | 4467600 |  |  | Data - Mendecka (2019) | Meta-analysis_2022.xlsx | 580.4044 |  |  |  | 1241000 | [5 empty] | 1861500 |  | 37230000 | 43800000 |  | 0.03 |  | 9.12
\cite{Mendecka2018} | Mendecka | 2018 |  | 2018 |  |  | 1250 | 1 | H |  | Onshore |  | 4.73 |  |  | 417458 |  | 0.33 |  | 20 |  |  | 36 |  | 0.1 | [5 empty] | 0.27 | 1250 | 5913000 |  |  | Data - Mendecka (2019) | Meta-analysis_2022.xlsx | 580.4044 |  |  |  | 1642500 | [5 empty] | 2956500 |  | 59130000 | 47304000 |  | 0.03 |  | 7.06
\cite{Mendecka2018} | Mendecka | 2018 |  | 2018 |  |  | 1800 | 1 | H |  | Onshore |  | 5.4 |  |  | 626053 |  | 0.35 |  | 20 |  |  | 32.73 |  | 0.11 | [5 empty] | 0.28 | 1800 | 9713088 |  |  | Data - Mendecka (2019) | Meta-analysis_2022.xlsx | 580.4044 |  |  |  | 2698080 | [5 empty] | 4415040 |  | 88300800 | 49056000 |  | 0.03 |  | 7.09
\cite{Mendecka2018} | Mendecka | 2018 |  | 2018 |  |  | 2000 | 1 | H |  | Onshore |  | 5.4 |  |  | 752519 |  | 0.38 |  | 20 |  |  | 32.73 |  | 0.11 | [5 empty] | 0.28 | 2000 | 10792320 |  |  | Data - Mendecka (2019) | Meta-analysis_2022.xlsx | 580.4044 |  |  |  | 2997866.7 | [5 empty] | 4905600 |  | 98112000 | 49056000 |  | 0.03 |  | 7.67
\cite{Mendecka2018} | Mendecka | 2018 |  | 2018 |  |  | 2000 | 1 | H |  | Onshore |  | 8.34 |  |  | 1147910 |  | 0.57 |  | 20 |  |  | 21.18 |  | 0.17 | [5 empty] | 0.28 | 2000 | 16679040 |  |  | Data - Mendecka (2019) | Meta-analysis_2022.xlsx | 580.4044 |  |  |  | 4633066.7 | [5 empty] | 4905600 |  | 98112000 | 49056000 |  | 0.05 |  | 11.7
\cite{Mendecka2018} | Mendecka | 2018 |  | 2018 |  |  | 2000 | 1 | H |  | Onshore |  | 5.89 |  |  | 816292 |  | 0.41 |  | 20 |  |  | 30 |  | 0.12 | [5 empty] | 0.28 | 2000 | 11773440 |  |  | Data - Mendecka (2019) | Meta-analysis_2022.xlsx | 580.4044 |  |  |  | 3270400 | [5 empty] | 4905600 |  | 98112000 | 49056000 |  | 0.03 |  | 8.32
\cite{Mendecka2018} | Mendecka | 2018 |  | 2018 |  |  | 2000 | 1 | H |  | Onshore |  | 5.4 |  |  | 742708 |  | 0.37 |  | 20 |  |  | 32.73 |  | 0.11 | [5 empty] | 0.28 | 2000 | 10792320 |  |  | Data - Mendecka (2019) | Meta-analysis_2022.xlsx | 580.4044 |  |  |  | 2997866.7 | [5 empty] | 4905600 |  | 98112000 | 49056000 |  | 0.03 |  | 7.57
\cite{Mendecka2018} | Mendecka | 2018 |  | 2018 |  |  | 2000 | 1 | H |  | Onshore |  | 5.4 |  |  | 739764 |  | 0.37 |  | 20 |  |  | 32.73 |  | 0.11 | [5 empty] | 0.28 | 2000 | 10792320 |  |  | Data - Mendecka (2019) | Meta-analysis_2022.xlsx | 580.4044 |  |  |  | 2997866.7 | [5 empty] | 4905600 |  | 98112000 | 49056000 |  | 0.03 |  | 7.54
\cite{Mendecka2018} | Mendecka | 2018 |  | 2018 |  |  | 3000 | 1 | H |  | Onshore |  | 4.06 |  |  | 917592 |  | 0.31 |  | 20 |  |  | 45 |  | 0.08 | [5 empty] | 0.29 | 3000 | 12193920 |  |  | Data - Mendecka (2019) | Meta-analysis_2022.xlsx | 580.4044 |  |  |  | 3387200 | [5 empty] | 7621200 |  | 152424000 | 50808000 |  | 0.02 |  | 6.02
\cite{Ozoemena2018} | Ozoemena | 2018 |  | 2018 |  |  | 1500 | 1 | H |  | Onshore |  |  |  |  | 806270 |  | 0.54 |  | 20 | [9 empty] | 70 | 0.26 | 1500 |  |  |  | Data - Mendecka (2019) | Meta-analysis_2022.xlsx | 580.4044 | [9 empty] | 3416400 |  | 68328000 | 45552000 |  |  |  | 11.8
\cite{Stanek2018} | Stanek | 2018 |  | 2018 |  |  | 2000 | 1 | H |  | Onshore | [8 empty] | 20 | [10 empty] | 0.35 | 2000 |  |  |  | Data - Mendecka (2019) | Meta-analysis_2022.xlsx | 580.4044 | [9 empty] | 6132000 |  | 122640000 | 61320000
\cite{Stanek2018} | Stanek | 2018 |  | 2018 |  |  | 2000 | 1 | H |  | Onshore | [8 empty] | 20 | [10 empty] | 0.35 | 2000 |  |  |  | Data - Mendecka (2019) | Meta-analysis_2022.xlsx | 580.4044 | [9 empty] | 6132000 |  | 122640000 | 61320000
\cite{Yang2018} | Yang | 2018 |  | 2018 |  |  | 3600 | 1 | H |  | Offshore |  |  |  |  | 5620346 |  | 1.56 |  | 25 | [9 empty] | 116 | 0.28 | 3600 |  |  |  | Data - Mendecka (2019) | Meta-analysis_2022.xlsx | 580.4044 | [9 empty] | 8830080 |  | 220752000 | 61320000 |  |  |  | 25.46
\cite{Vestas.2018} | Vestas. | 2018 |  | 2018 |  |  | 2000 | 1 | H |  | Onshore |  | 7.85 |  |  | 1000742 |  | 0.5 |  | 20 |  |  | 45 |  | 0.08 |  |  |  |  | 116 | 0.56 | 2000 | 15697920 |  |  | Data - Mendecka (2019) | Meta-analysis_2022.xlsx | 580.4044 |  |  |  | 4360533.3 | [5 empty] | 9811200 |  | 196224000 | 98112000 |  | 0.02 |  | 5.1
\cite{Gamesa.2018} | Gamesa. | 2018 |  | 2018 |  |  | 5000 | 1 | H |  | Onshore |  |  |  |  | 3231914 |  | 0.65 |  | 20 | [9 empty] | 132 | 0.43 | 5000 |  |  |  | Data - Mendecka (2019) | Meta-analysis_2022.xlsx | 580.4044 | [9 empty] | 18834000 |  | 376680000 | 75336000 |  |  |  | 8.58
\cite{Gamesa.2018} | Gamesa. | 2018 |  | 2018 |  |  | 5000 | 1 | H |  | Onshore |  |  |  |  | 3381360 |  | 0.68 |  | 20 | [9 empty] | 128 | 0.4 | 5000 |  |  |  | Data - Mendecka (2019) | Meta-analysis_2022.xlsx | 580.4044 | [9 empty] | 17520000 |  | 350400000 | 70080000 |  |  |  | 9.65
\cite{Siemens.2018} | Siemens. | 2018 |  | 2018 |  |  | 3200 | 1 | H |  | Onshore |  |  |  |  | 1031578 |  | 0.32 |  | 20 | [9 empty] | 113 | 0.46 | 3200 |  |  |  | Data - Mendecka (2019) | Meta-analysis_2022.xlsx | 580.4044 | [9 empty] | 12894720 |  | 257894400 | 80592000 |  |  |  | 4
\cite{Siemens.2018} | Siemens. | 2018 |  | 2018 |  |  | 6000 | 1 | H |  | Offshore |  |  |  |  | 4599000 |  | 0.77 |  | 25 | [9 empty] | 154 | 0.5 | 6000 |  |  |  | Data - Mendecka (2019) | Meta-analysis_2022.xlsx | 580.4044 | [9 empty] | 26280000 |  | 657000000 | 109500000 |  |  |  | 7
\cite{Siemens.2018} | Siemens. | 2018 |  | 2018 |  |  | 7000 | 1 | H |  | Offshore |  |  |  |  | 4323060 |  | 0.62 |  | 25 | [9 empty] | 154 | 0.47 | 7000 |  |  |  | Data - Mendecka (2019) | Meta-analysis_2022.xlsx | 580.4044 | [9 empty] | 28820400 |  | 720510000 | 102930000 |  |  |  | 6
\cite{Wang2019} | Wang | 2019 |  | 2019 | PA | China | 1500 | 33 |  |  | Onshore |  |  |  |  | 58687200 |  | 1.19 |  | 20 | [8 empty] | MCO |  | 0.23661 | 49500 |  |  |  | Data - Carbajales-Dale (2022) | Meta-analysis_2022.xlsx | 643.4357 | [9 empty] | 102600000 |  | 2052000000 | 41454545.4545 |  |  |  | 28.6 | 3.2
\cite{Ding2019} | Ding | 2019 |  | 2019 | PA | China | [9 empty] | 69227460 |  |  |  | 20 | [8 empty] | MC | [6 empty] | Data - Carbajales-Dale (2022) | Meta-analysis_2022.xlsx | 643.4357 | [9 empty] | 407700000 |  | 8154000000 |  |  |  |  | 8.49
\cite{Schreiber2019} | Schreiber | 2019 |  | 2019 | PA |  | 3000 | 1 | Based on 2.3 MW Enercon |  | Onshore | 84 |  |  |  | 1954742 |  | 0.65 |  | 20 | [6 empty] | Direct drive electrically excited synchronous (DDSG) |  | MTCOD |  | 0.2992 | 3000 |  |  |  | Data - Carbajales-Dale (2022) | Meta-analysis_2022.xlsx | 643.4357 |  | C | [7 empty] | 7863000 |  | 157260000 | 52420000 |  |  |  | 12.43
\cite{Schreiber2019} | Schreiber | 2019 |  | 2019 | PA |  | 3000 | 1 | Based on Vestas V112 3.3 MW |  | Onshore | 84 |  |  |  | 1140135 |  | 0.38 |  | 20 | [6 empty] | Direct drive permanent magnet synchronous generators (DDPSMG) |  | MTCOD |  | 0.2992 | 3000 |  |  |  | Data - Carbajales-Dale (2022) | Meta-analysis_2022.xlsx | 643.4357 |  | C | [7 empty] | 7863000 |  | 157260000 | 52420000 |  |  |  | 7.25
\cite{Schreiber2019} | Schreiber | 2019 |  | 2019 | PA |  | 3000 | 1 | Based on Vestas V112 3.3 MW |  | Onshore | 84 |  |  |  | 1140135 |  | 0.38 |  | 20 | [6 empty] | Double-fed induction generator (DFIG) |  | MTCOD |  | 0.2992 | 3000 |  |  |  | Data - Carbajales-Dale (2022) | Meta-analysis_2022.xlsx | 643.4357 |  | C | [7 empty] | 7863000 |  | 157260000 | 52420000 |  |  |  | 7.25
\cite{Gao2019} | Gao | 2019 |  | 2019 | PA | China | 1500 | 134 | Mix of Dongfang FD77B/61.5 and Jinfeng GW82-1500/70 |  | Onshore |  | 11.25 |  | 3.13 | 431292400 |  | 2.15 |  | 20 |  |  |  |  | 0.27 |  | Located in Gobi desert |  | MTCOD |  | 0.2374 | 201000 | 2261630800 |  |  | Data - Carbajales-Dale (2022) | Meta-analysis_2022.xlsx | 643.4357 |  | O |  | 628230778 |  | 188469233.3 |  | 0.02 |  | 418000000 |  | 8360000000 | 41592039.801 |  | 0.08 |  | 51.59
\cite{Gao2019} | Gao | 2019 |  | 2019 | PA | China | 850 | 26 | Gamesa G8X-850 kW |  | Onshore |  | 13.85 |  | 3.85 | 78720420 |  | 3.56 |  | 20 |  |  |  |  | 0.26 |  | Wanghai Temple wind farm |  | MTCOD |  | 0.30837 | 22100 | 306000000 |  |  | Data - Carbajales-Dale (2022) | Meta-analysis_2022.xlsx | 643.4357 |  | O |  | 85000000 |  | 25500000 |  | 0.02 |  | 59700000 |  | 1194000000 | 54027149.3213 |  | 0.07 |  | 65.93
\cite{Gao2019} | Gao | 2019 |  | 2019 | PA | China | 850 | 142 | Vestas V52-850 kW |  | Onshore |  | 20.46 |  | 5.68 | 493278000 |  | 4.09 |  | 20 |  |  |  |  | 0.43 |  | Saihan Dam wind farm |  | MTCOD |  | 0.26955 | 120700 | 2469000000 |  |  | Data - Carbajales-Dale (2022) | Meta-analysis_2022.xlsx | 643.4357 |  | O |  | 685833333 |  | 205750000 |  | 0.04 |  | 285000000 |  | 5700000000 | 47224523.6123 |  | 0.12 |  | 86.54
\cite{Sacchi2019} | Sacchi | 2019 |  | 2019 | PA | Denmark | 100 | 1 | Mix of 543 Danish onshore wind turbines with power rating 90-110 kW |  | Onshore |  |  |  |  | 132000 | 9640 | 1.18 | 0.23 | 20 | [8 empty] | MCOD |  | 0.15252 | 100 |  |  |  | Data - Carbajales-Dale (2022) | Meta-analysis_2022.xlsx | 643.4357 | [9 empty] | 133603.2389 |  | 2672064.7773 | 26720647.7733 |  |  |  | 49.4 | 39.4
\cite{Sacchi2019} | Sacchi | 2019 |  | 2019 | PA | Denmark | 500 | 1 | Mix of 230 Danish onshore wind turbines with power rating 450-550 kW |  | Onshore |  |  |  |  | 379000 | 31000 | 0.75 | 0.04 | 20 | [8 empty] | MCOD |  | 0.22187 | 500 |  |  |  | Data - Carbajales-Dale (2022) | Meta-analysis_2022.xlsx | 643.4357 | [9 empty] | 971794.8718 |  | 19435897.4359 | 38871794.8718 |  |  |  | 19.5 | 5.02
\cite{Sacchi2019} | Sacchi | 2019 |  | 2019 | PA | Denmark | 1000 | 1 | Mix of 370 Danish onshore wind turbines with power rating 900-1100 kW |  | Onshore |  |  |  |  | 765000 | 82200 | 0.75 | 0.02 | 20 | [8 empty] | MCOD |  | 0.19758 | 1000 |  |  |  | Data - Carbajales-Dale (2022) | Meta-analysis_2022.xlsx | 643.4357 | [9 empty] | 1730769.2308 |  | 34615384.6154 | 34615384.6154 |  |  |  | 22.1 | 5.83
\cite{Sacchi2019} | Sacchi | 2019 |  | 2019 | PA | Denmark | 2000 | 1 | Mix of 154 Danish onshore wind turbines with power rating 1800-2200 kW |  | Onshore |  |  |  |  | 1560000 | 222000 | 0.81 | 0.11 | 20 | [8 empty] | MCOD |  | 0.25012 | 2000 |  |  |  | Data - Carbajales-Dale (2022) | Meta-analysis_2022.xlsx | 643.4357 | [9 empty] | 4382022.4719 |  | 87640449.4382 | 43820224.7191 |  |  |  | 17.8 | 4.79
\cite{Sacchi2019} | Sacchi | 2019 |  | 2019 | PA | Denmark | 2000 | 1 | Mix of 104 Danish offshore wind turbines with power rating 1800-2200 kW |  | Offshore |  |  |  |  | 1650000 | 42000 | 0.83 | 0.02 | 20 | [8 empty] | MCOD |  | 0.37078 | 2000 |  |  |  | Data - Carbajales-Dale (2022) | Meta-analysis_2022.xlsx | 643.4357 | [9 empty] | 6496062.9921 |  | 129921259.8425 | 64960629.9213 |  |  |  | 12.7 | 3.41
\cite{Lundie2019} | Lundie | 2019 |  | 2019 | IO | UK | 2250 | 10 |  |  |  |  | 8.74 |  | 2.43 | 18880000 |  | 0.83 |  | 20 |  |  |  |  | 0.15 | [5 empty] | 0.33993 | 22500 | 196550000 |  |  | Data - Carbajales-Dale (2022) | Meta-analysis_2022.xlsx | 643.4357 |  |  |  | 54597222 |  | 16379166.7 |  | 0.01 |  | 67000000 |  | 1340000000 | 59555555.5556 |  | 0.04 |  | 14.09
\cite{Lundie2019} | Lundie | 2019 |  | 2019 | IO | Turkey | 2250 | 11 |  |  |  |  | 10.34 |  | 2.87 | 24662000 |  | 0.83 |  | 20 |  |  |  |  | 0.12 | [5 empty] | 0.48706 | 24750 | 255926000 |  |  | Data - Carbajales-Dale (2022) | Meta-analysis_2022.xlsx | 643.4357 |  |  |  | 71090556 |  | 21327166.7 |  | 0.01 |  | 105600000 |  | 2112000000 | 85333333.3333 |  | 0.03 |  | 11.68
\cite{Lundie2019} | Lundie | 2019 |  | 2019 | IO | Germany | 2250 | 1 |  |  |  |  | 14.89 |  | 4.13 | 3262000 |  | 0.83 |  | 20 |  |  |  |  | 0.18 | [5 empty] | 0.46169 | 2250 | 33492000 |  |  | Data - Carbajales-Dale (2022) | Meta-analysis_2022.xlsx | 643.4357 |  |  |  | 9303333 |  | 2791000 |  | 0.02 |  | 9100000 |  | 182000000 | 80888888.8889 |  | 0.05 |  | 17.92
\cite{Lundie2019} | Lundie | 2019 |  | 2019 | IO | Germany | 3250 | 1 |  |  |  |  | 11.73 |  | 3.26 | 3724000 |  | 0.83 |  | 20 |  |  |  |  | 0.19 | [5 empty] | 0.35827 | 3250 | 38111000 |  |  | Data - Carbajales-Dale (2022) | Meta-analysis_2022.xlsx | 643.4357 |  |  |  | 10586389 |  | 3175916.7 |  | 0.02 |  | 10200000 |  | 204000000 | 62769230.7692 |  | 0.05 |  | 18.25
\cite{Nock2019} | Nock | 2019 |  | 2019 |  | USA |  |  |  |  | Onshore | [6 empty] | 0.04 | [17 empty] | Data - Carbajales-Dale (2022) | Meta-analysis_2022.xlsx | 643.4357
\cite{Nock2019} | Nock | 2019 |  | 2019 |  | USA |  |  |  |  | Offshore | [6 empty] | 0.04 | [17 empty] | Data - Carbajales-Dale (2022) | Meta-analysis_2022.xlsx | 643.4357
\cite{Wang2019} | Wang | 2019 |  | 2019 | PA |  | 2000 | 1 |  |  | Onshore |  |  |  |  | 33278190 |  | 16.64 |  | 20 | [8 empty] | MTCOD |  | 0.32158 | 2000 |  |  |  | Data - Carbajales-Dale (2022) | Meta-analysis_2022.xlsx | 643.4357 |  | C | [7 empty] | 5634000 |  | 112680000 | 56340000 |  |  |  | 295.33
\cite{Wang2019} | Wang | 2019 |  | 2019 | PA |  | 2000 | 1 |  |  | Offshore |  |  |  |  | 75904840 |  | 37.95 |  | 20 | [8 empty] | MTCOD |  | 0.46164 | 2000 |  |  |  | Data - Carbajales-Dale (2022) | Meta-analysis_2022.xlsx | 643.4357 |  | C | [7 empty] | 8088000 |  | 161760000 | 80880000 |  |  |  | 469.24
\cite{Kabayo2019} | Kabayo | 2019 |  | 2019 |  | Portugal | 1941.516 | 2599 | [7 empty] | 4875200000000 |  | 966.15 |  | 25 | [10 empty] | 0.27573 | 5046000 |  |  |  | Data - Carbajales-Dale (2022) | Meta-analysis_2022.xlsx | 643.4357 |  | O | [7 empty] | 12188000000 |  | 304700000000 | 60384462.9409 |  |  |  | 16
\cite{Besseau2019} | Besseau | 2019 |  | 2019 | PA | Denmark | 1000 | 1 | Mix of Danish fleet |  | Onshore | [6 empty] | 0.74 | [10 empty] | MTCOD |  | 0.191 | 1000 |  |  |  | Data - Carbajales-Dale (2022) | Meta-analysis_2022.xlsx | 643.4357 |  | O | [7 empty] | 1673160 | [6 empty] | 17.6
\cite{Besseau2019} | Besseau | 2019 |  | 2019 | PA | Denmark | 2000 | 1 | Mix of Danish fleet |  | Onshore | [6 empty] | 0.73 | [10 empty] | MTCOD |  | 0.25 | 2000 |  |  |  | Data - Carbajales-Dale (2022) | Meta-analysis_2022.xlsx | 643.4357 |  | O | [7 empty] | 4380000 | [6 empty] | 15.5
\cite{Besseau2019} | Besseau | 2019 |  | 2019 | PA | Denmark | 3500 | 1 | Mix of Danish fleet |  | Onshore | [6 empty] | 0.83 | [10 empty] | MTCOD |  | 0.303 | 3500 |  |  |  | Data - Carbajales-Dale (2022) | Meta-analysis_2022.xlsx | 643.4357 |  | O | [7 empty] | 9289980 | [6 empty] | 14.1
\cite{Besseau2019} | Besseau | 2019 |  | 2019 | PA | Denmark | 2000 | 1 | Mix of Danish fleet |  | Offshore | [6 empty] | 0.98 | [10 empty] | MTCOD |  | 0.395 | 2000 |  |  |  | Data - Carbajales-Dale (2022) | Meta-analysis_2022.xlsx | 643.4357 |  | O | [7 empty] | 6920400 | [6 empty] | 13.6
\cite{Li2020} | Li | 2020 |  | 2020 | PA | China | 1500 | 33 | 3-blade |  | Onshore |  | 24.14 |  | 6.7 | 65383736 |  | 1.32 |  | 20 |  |  |  |  | 0.58 |  | 25 km of cables to grid interconnect |  | MTCGOD |  | 0.23694 | 49500 | 1194695006 |  |  | Data - Carbajales-Dale (2022) | Meta-analysis_2022.xlsx | 741.3972 |  | O |  | 331859724 |  | 99557917.2 |  | 0.05 |  | 102740000 |  | 2054800000 | 41511111.1111 |  | 0.16 |  | 31.82
\cite{Xie2020} | Xie | 2020 |  | 2020 | PA | China | 660 | 4 | Vestas V47 |  | Onshore | 55 | 2.22 |  | 0.62 | 386400 |  | 0.15 |  | 20 |  |  |  |  | 0.04 |  |  |  | MTCOD | 47 | 0.30874 | 2640 | 5856535 |  |  | Data - Carbajales-Dale (2022) | Meta-analysis_2022.xlsx | 741.3972 |  | O |  | 1626815 |  | 488044.6 |  |  |  | 7140000 |  | 142800000 | 54090909.0909 |  | 0.01 |  | 2.71
\cite{Xie2020} | Xie | 2020 |  | 2020 | PA | China | 600 | 4 | Enercon E40 |  | Onshore | 65 | 2.42 |  | 0.67 | 357564 |  | 0.15 |  | 20 |  |  |  |  | 0.03 |  |  |  | MTCOD | 40 | 0.4219 | 2400 | 5798158 |  |  | Data - Carbajales-Dale (2022) | Meta-analysis_2022.xlsx | 741.3972 |  | O |  | 1610599 |  | 483179.8 |  |  |  | 8870000 |  | 177400000 | 73916666.6667 |  | 0.01 |  | 2.02
\cite{Xie2020} | Xie | 2020 |  | 2020 | PA | China | 1750 | 2 | Vestas V66 |  | Onshore | 67 | 4.84 |  | 1.34 | 1057585 |  | 0.3 |  | 20 |  |  |  |  | 0.12 |  |  |  | MTCOD | 66 | 0.22114 | 3500 | 16927519 |  |  | Data - Carbajales-Dale (2022) | Meta-analysis_2022.xlsx | 741.3972 |  | O |  | 4702089 |  | 1410626.6 |  | 0.01 |  | 6780000 |  | 135600000 | 38742857.1429 |  | 0.03 |  | 7.8
\cite{Aberilla2020} | Aberilla | 2020 |  | 2020 | PA |  | 5 | 2 |  |  | Onshore | [8 empty] | 20 | [6 empty] | Includes 37 kWh of lead-acid battery storage |  | MTCOD |  | 0.157 | 10 |  |  |  | Data - Carbajales-Dale (2022) | Meta-analysis_2022.xlsx | 741.3972 |  | C | [7 empty] | 13753.2 |  | 275064 | 27506400 |  |  |  | 471
\cite{Aberilla2020} | Aberilla | 2020 |  | 2020 | PA |  | 5 | 2 |  |  | Onshore | [8 empty] | 20 | [6 empty] | Includes 22 kWh of Li-ion battery storage |  | MTCOD |  | 0.157 | 10 |  |  |  | Data - Carbajales-Dale (2022) | Meta-analysis_2022.xlsx | 741.3972 |  | C | [7 empty] | 13753.2 |  | 275064 | 27506400 |  |  |  | 437
\cite{Aberilla2020} | Aberilla | 2020 |  | 2020 | PA |  | 100 | 3 |  |  | Onshore | [8 empty] | 20 | [6 empty] | Includes 1514 kWh of lead-acid battery storage |  | MTCOD |  | 0.193 | 300 |  |  |  | Data - Carbajales-Dale (2022) | Meta-analysis_2022.xlsx | 741.3972 |  | C | [7 empty] | 507204 |  | 10144080 | 33813600 |  |  |  | 160
\cite{Aberilla2020} | Aberilla | 2020 |  | 2020 | PA |  | 100 | 5 |  |  | Onshore | [8 empty] | 20 | [6 empty] | Includes 354 kWh of Li-ion battery storage |  | MTCOD |  | 0.193 | 500 |  |  |  | Data - Carbajales-Dale (2022) | Meta-analysis_2022.xlsx | 741.3972 |  | C | [7 empty] | 845340 |  | 16906800 | 33813600 |  |  |  | 190
\cite{Kouloumpis2020} | Kouloumpis | 2020 |  | 2020 | PA | Poland | 5 | 1 | H-Rotor 5 kW Darrieus vertical axis wind turbine |  | Onshore | [8 empty] | 20 | [6 empty] | Scenario A1 - no end-of-life |  | MTCOD |  | 0.005 | 5 |  |  |  | Data - Carbajales-Dale (2022) | Meta-analysis_2022.xlsx | 741.3972 |  | O | [7 empty] | 219 |  | 4380 | 876000 |  |  |  | 2920
\cite{Kouloumpis2020} | Kouloumpis | 2020 |  | 2020 | PA | Poland | 5 | 1 | H-Rotor 5 kW Darrieus vertical axis wind turbine |  | Onshore | [8 empty] | 20 | [6 empty] | Scenario A2 - no end-of-life |  | MTCOD |  | 0.09 | 5 |  |  |  | Data - Carbajales-Dale (2022) | Meta-analysis_2022.xlsx | 741.3972 |  | O | [7 empty] | 3942 |  | 78840 | 15768000 |  |  |  | 162
\cite{Kouloumpis2020} | Kouloumpis | 2020 |  | 2020 | PA | Poland | 5 | 1 | H-Rotor 5 kW Darrieus vertical axis wind turbine |  | Onshore | [8 empty] | 20 | [6 empty] | Scenario A3 - no end-of-life |  | MTCOD |  | 0.205 | 5 |  |  |  | Data - Carbajales-Dale (2022) | Meta-analysis_2022.xlsx | 741.3972 |  | O | [7 empty] | 8979 |  | 179580 | 35916000 |  |  |  | 71.3
\cite{Kouloumpis2020} | Kouloumpis | 2020 |  | 2020 | PA | Poland | 5 | 1 | H-Rotor 5 kW Darrieus vertical axis wind turbine |  | Onshore | [8 empty] | 20 | [6 empty] | Scenario B1 - end-of-life included |  | MTCOD |  | 0.005 | 5 |  |  |  | Data - Carbajales-Dale (2022) | Meta-analysis_2022.xlsx | 741.3972 |  | O | [7 empty] | 219 |  | 4380 | 876000 |  |  |  | 2270
\cite{Kouloumpis2020} | Kouloumpis | 2020 |  | 2020 | PA | Poland | 5 | 1 | H-Rotor 5 kW Darrieus vertical axis wind turbine |  | Onshore | [8 empty] | 20 | [6 empty] | Scenario B2 - end-of-life included |  | MTCOD |  | 0.09 | 5 |  |  |  | Data - Carbajales-Dale (2022) | Meta-analysis_2022.xlsx | 741.3972 |  | O | [7 empty] | 3942 |  | 78840 | 15768000 |  |  |  | 126
\cite{Kouloumpis2020} | Kouloumpis | 2020 |  | 2020 | PA | Poland | 5 | 1 | H-Rotor 5 kW Darrieus vertical axis wind turbine |  | Onshore | [8 empty] | 20 | [6 empty] | Scenario B3 - end-of-life included |  | MTCOD |  | 0.205 | 5 |  |  |  | Data - Carbajales-Dale (2022) | Meta-analysis_2022.xlsx | 741.3972 |  | O | [7 empty] | 8979 |  | 179580 | 35916000 |  |  |  | 55.5
\cite{Li2020} | Li | 2020 |  | 2020 | PA | China | 1500 | 33 |  |  | Onshore |  |  |  |  | 10490830 |  | 0.21 |  | 20 | [6 empty] | Baseline scenario |  | MTCGOD |  | 0.027312 | 49500 |  |  |  | Data - Carbajales-Dale (2022) | Meta-analysis_2022.xlsx | 741.3972 |  | O | [7 empty] | 11843000 |  | 236860000 | 4785050.5051 |  |  |  | 5.03
\cite{Li2020} | Li | 2020 |  | 2020 | PA | China | 1500 | 33 |  |  | Onshore | [15 empty] | Scenario S1: 5% curtailment, 30% recycling |  | MTCGOD |  |  | 49500 |  |  |  | Data - Carbajales-Dale (2022) | Meta-analysis_2022.xlsx | 741.3972 |  | O | [14 empty] | 5.58
\cite{Li2020} | Li | 2020 |  | 2020 | PA | China | 1500 | 33 |  |  | Onshore | [15 empty] | Scenario S2: 5% curtailment, 50% recycling |  | MTCGOD |  |  | 49500 |  |  |  | Data - Carbajales-Dale (2022) | Meta-analysis_2022.xlsx | 741.3972 |  | O | [14 empty] | 4.63
\cite{Li2020} | Li | 2020 |  | 2020 | PA | China | 1500 | 33 |  |  | Onshore | [15 empty] | Scenario S3: 5% curtailment, 90% recycling |  | MTCGOD |  |  | 49500 |  |  |  | Data - Carbajales-Dale (2022) | Meta-analysis_2022.xlsx | 741.3972 |  | O | [14 empty] | 2.78
\cite{Li2020} | Li | 2020 |  | 2020 | PA | China | 1500 | 33 |  |  | Onshore | [15 empty] | Scenario S4: 12% curtailment, 30% recycling |  | MTCGOD |  |  | 49500 |  |  |  | Data - Carbajales-Dale (2022) | Meta-analysis_2022.xlsx | 741.3972 |  | O | [14 empty] | 6.03
\cite{Li2020} | Li | 2020 |  | 2020 | PA | China | 1500 | 33 |  |  | Onshore | [15 empty] | Scenario S5: 12% curtailment, 50% recycling |  | MTCGOD |  |  | 49500 |  |  |  | Data - Carbajales-Dale (2022) | Meta-analysis_2022.xlsx | 741.3972 |  | O | [14 empty] | 5.02
\cite{Li2020} | Li | 2020 |  | 2020 | PA | China | 1500 | 33 |  |  | Onshore | [15 empty] | Scenario S6: 12% curtailment, 90% recycling |  | MTCGOD |  |  | 49500 |  |  |  | Data - Carbajales-Dale (2022) | Meta-analysis_2022.xlsx | 741.3972 |  | O | [14 empty] | 3
\cite{Li2020} | Li | 2020 |  | 2020 | PA | China | 1500 | 33 |  |  | Onshore | [15 empty] | Scenario S7: 24% curtailment, 30% recycling |  | MTCGOD |  |  | 49500 |  |  |  | Data - Carbajales-Dale (2022) | Meta-analysis_2022.xlsx | 741.3972 |  | O | [14 empty] | 6.99
\cite{Li2020} | Li | 2020 |  | 2020 | PA | China | 1500 | 33 |  |  | Onshore | [15 empty] | Scenario S8: 24% curtailment, 50% recycling |  | MTCGOD |  |  | 49500 |  |  |  | Data - Carbajales-Dale (2022) | Meta-analysis_2022.xlsx | 741.3972 |  | O | [14 empty] | 5.81
\cite{Li2020} | Li | 2020 |  | 2020 | PA | China | 1500 | 33 |  |  | Onshore | [15 empty] | Scenario S9: 24% curtailment, 90% recycling |  | MTCGOD |  |  | 49500 |  |  |  | Data - Carbajales-Dale (2022) | Meta-analysis_2022.xlsx | 741.3972 |  | O | [14 empty] | 3.48
\cite{Liu2021} | Liu | 2021 |  | 2021 |  | China | 1500 | 33 |  |  | Onshore |  |  |  |  | 18701290 |  | 0.38 |  | 20 | [8 empty] | MTCOD |  | 0.32831 | 49500 |  |  |  | Data - Carbajales-Dale (2022) | Meta-analysis_2022.xlsx | 741.3972 |  | O | [7 empty] | 142362000 |  | 2847240000 | 57520000 |  |  |  | 6.57
\cite{Gao2021} | Gao | 2021 |  | 2021 | PA | China | 2000 | 15 | Gamesa G8X-2MW |  | Onshore |  | 3.97 |  | 1.1 | 9443975 |  | 0.31 |  | 20 |  |  |  |  | 0.1 |  |  |  | MTCOD |  | 0.23581 | 30000 | 119212485 |  |  | Data - Carbajales-Dale (2022) | Meta-analysis_2022.xlsx | 741.3972 |  | O |  | 33114579 |  | 9934373.8 |  | 0.01 |  | 61971000 |  | 1239420000 | 41314000 |  | 0.03 |  | 7.62
\cite{Velez-Henao2021} | Velez-Henao | 2021 | 2004 | 2004 | Hybrid | Colombia | 1300 | 15 | Nordex N60/1300 kW |  | Onshore | 60 |  |  |  | 18510055 |  | 0.95 |  | 20 | [8 empty] | MTCOD | 60 | 0.42 | 19500 |  |  |  | Data - Carbajales-Dale (2022) | Meta-analysis_2022.xlsx | 46.3965 | [9 empty] | 71744400 |  | 1434888000 | 73584000 |  |  |  | 12.9
\cite{Li2021} | Li | 2021 |  | 2021 | PA | China | 2000 | 20 |  |  | Onshore |  |  |  |  | 52331000 | 6930.5 | 1.31 |  | 20 | [6 empty] | Scenario 1 |  | MTCOD |  | 0.26455 | 40000 |  |  |  | Data - Carbajales-Dale (2022) | Meta-analysis_2022.xlsx | 741.3972 |  | O | [7 empty] | 92700000 |  | 1854000000 | 46350000 |  |  |  | 28.23
\cite{Li2021} | Li | 2021 |  | 2021 | PA | China | 2000 | 20 |  |  | Onshore |  |  |  |  | 79171000 |  | 0.99 |  | 40 | [6 empty] | Scenario 2 |  | MTCOD |  | 0.26455 | 40000 |  |  |  | Data - Carbajales-Dale (2022) | Meta-analysis_2022.xlsx | 741.3972 |  | O | [7 empty] | 92700000 |  | 3708000000 | 92700000 |  |  |  | 21.35
\cite{Li2021} | Li | 2021 |  | 2021 | PA | China | 2000 | 20 |  |  | Onshore |  |  |  |  | 104496000 |  | 0.87 |  | 60 | [6 empty] | Scenario 3 |  | MTCOD |  | 0.26455 | 40000 |  |  |  | Data - Carbajales-Dale (2022) | Meta-analysis_2022.xlsx | 741.3972 |  | O | [7 empty] | 92700000 |  | 5562000000 | 139050000 |  |  |  | 18.79
\cite{Li2021} | Li | 2021 |  | 2021 | PA | China | 2000 | 20 |  |  | Onshore |  |  |  |  | 130871000 |  | 0.82 |  | 80 | [6 empty] | Scenario 4 |  | MTCOD |  | 0.26455 | 40000 |  |  |  | Data - Carbajales-Dale (2022) | Meta-analysis_2022.xlsx | 741.3972 |  | O | [7 empty] | 92700000 |  | 7416000000 | 185400000 |  |  |  | 17.65
\cite{Li2021} | Li | 2021 |  | 2021 | PA | China | 2000 | 20 |  |  | Onshore |  |  |  |  | 159691000 |  | 0.8 |  | 100 | [6 empty] | Scenario 5 |  | MTCOD |  | 0.26455 | 40000 |  |  |  | Data - Carbajales-Dale (2022) | Meta-analysis_2022.xlsx | 741.3972 |  | O | [7 empty] | 92700000 |  | 9270000000 | 231750000 |  |  |  | 17.23
\cite{Li2021} | Li | 2021 |  | 2021 | PA | China | 2000 | 20 |  |  | Onshore |  |  |  |  | 152398000 |  | 0.76 |  | 100 | [6 empty] | Scenario 6 |  | MTCOD |  | 0.26455 | 40000 |  |  |  | Data - Carbajales-Dale (2022) | Meta-analysis_2022.xlsx | 741.3972 |  | O | [7 empty] | 92700000 |  | 9270000000 | 231750000 |  |  |  | 16.44
\cite{Jung2021} | Jung | 2021 |  | 2021 | PA | EU | 811 | 1 |  |  | Onshore | 60 |  |  |  | 454000 |  | 0.56 |  | 20 | [5 empty] | 9.5 | R1 |  | MTCOD | 51 | 0.16144 | 811 |  |  |  | Data - Carbajales-Dale (2022) | Meta-analysis_2022.xlsx | 741.3972 |  | C | [7 empty] | 1146947.3684 |  | 22938947.3684 | 28284768.6417 |  |  |  | 19.79
\cite{Jung2021} | Jung | 2021 |  | 2021 | PA | EU | 811 | 1 |  |  | Onshore | 80 |  |  |  | 578000 |  | 0.71 |  | 20 | [5 empty] | 10.4 | R2 |  | MTCOD | 51 | 0.18775 | 811 |  |  |  | Data - Carbajales-Dale (2022) | Meta-analysis_2022.xlsx | 741.3972 |  | C | [7 empty] | 1333846.1538 |  | 26676923.0769 | 32893863.2268 |  |  |  | 21.67
\cite{Jung2021} | Jung | 2021 |  | 2021 | PA | EU | 2035 | 1 |  |  | Onshore | 60 |  |  |  | 831000 |  | 0.41 |  | 20 | [5 empty] | 7.2 | 1 |  | MTCOD | 81 | 0.15539 | 2035 |  |  |  | Data - Carbajales-Dale (2022) | Meta-analysis_2022.xlsx | 741.3972 |  | C | [7 empty] | 2770000 |  | 55400000 | 27223587.2236 |  |  |  | 15
\cite{Jung2021} | Jung | 2021 |  | 2021 | PA | EU | 2027 | 1 |  |  | Onshore | 80 |  |  |  | 1049000 |  | 0.52 |  | 20 | [5 empty] | 7.7 | 2 |  | MTCOD | 81 | 0.18414 | 2027 |  |  |  | Data - Carbajales-Dale (2022) | Meta-analysis_2022.xlsx | 741.3972 |  | C | [7 empty] | 3269610.3896 |  | 65392207.7922 | 32260585.9853 |  |  |  | 16.04
\cite{Jung2021} | Jung | 2021 |  | 2021 | PA | EU | 2033 | 1 |  |  | Onshore | 100 |  |  |  | 1204000 |  | 0.59 |  | 20 | [5 empty] | 8.2 | 3 |  | MTCOD | 78 | 0.19787 | 2033 |  |  |  | Data - Carbajales-Dale (2022) | Meta-analysis_2022.xlsx | 741.3972 |  | C | [7 empty] | 3523902.439 |  | 70478048.7805 | 34667018.5836 |  |  |  | 17.08
\cite{Jung2021} | Jung | 2021 |  | 2021 | PA | EU | 2337 | 1 |  |  | Onshore | 60 |  |  |  | 835000 |  | 0.36 |  | 20 | [5 empty] | 6.5 | 4 |  | MTCOD | 82 | 0.1506 | 2337 |  |  |  | Data - Carbajales-Dale (2022) | Meta-analysis_2022.xlsx | 741.3972 |  | C | [7 empty] | 3083076.9231 |  | 61661538.4615 | 26384911.6224 |  |  |  | 13.54
\cite{Jung2021} | Jung | 2021 |  | 2021 | PA | EU | 2341 | 1 |  |  | Onshore | 80 |  |  |  | 1065000 |  | 0.45 |  | 20 | [5 empty] | 7 | 5 |  | MTCOD | 82 | 0.17806 | 2341 |  |  |  | Data - Carbajales-Dale (2022) | Meta-analysis_2022.xlsx | 741.3972 |  | C | [7 empty] | 3651428.5714 |  | 73028571.4286 | 31195459.8157 |  |  |  | 14.58
\cite{Jung2021} | Jung | 2021 |  | 2021 | PA | EU | 2342 | 1 |  |  | Onshore | 100 |  |  |  | 1555000 |  | 0.66 |  | 20 | [5 empty] | 7.6 | 6 |  | MTCOD | 95 | 0.23935 | 2342 |  |  |  | Data - Carbajales-Dale (2022) | Meta-analysis_2022.xlsx | 741.3972 |  | C | [7 empty] | 4910526.3158 |  | 98210526.3158 | 41934468.9649 |  |  |  | 15.83
\cite{Jung2021} | Jung | 2021 |  | 2021 | PA | EU | 2355 | 1 |  |  | Onshore | 120 |  |  |  | 1788000 |  | 0.76 |  | 20 | [5 empty] | 8.2 | 7 |  | MTCOD | 94 | 0.25367 | 2355 |  |  |  | Data - Carbajales-Dale (2022) | Meta-analysis_2022.xlsx | 741.3972 |  | C | [7 empty] | 5233170.7317 |  | 104663414.6341 | 44443063.5389 |  |  |  | 17.08
\cite{Jung2021} | Jung | 2021 |  | 2021 | PA | EU | 2371 | 1 |  |  | Onshore | 140 |  |  |  | 2118000 |  | 0.89 |  | 20 | [5 empty] | 8.8 | 8 |  | MTCOD | 97 | 0.27811 | 2371 |  |  |  | Data - Carbajales-Dale (2022) | Meta-analysis_2022.xlsx | 741.3972 |  | C | [7 empty] | 5776363.6364 |  | 115527272.7273 | 48725125.5703 |  |  |  | 18.33
\cite{Jung2021} | Jung | 2021 |  | 2021 | PA | EU | 2687 | 1 |  |  | Onshore | 80 |  |  |  | 1511000 |  | 0.56 |  | 20 | [5 empty] | 7.1 | 9 |  | MTCOD | 108 | 0.21699 | 2687 |  |  |  | Data - Carbajales-Dale (2022) | Meta-analysis_2022.xlsx | 741.3972 |  | C | [7 empty] | 5107605.6338 |  | 102152112.6761 | 38017161.3979 |  |  |  | 14.79
\cite{Jung2021} | Jung | 2021 |  | 2021 | PA | EU | 2687 | 1 |  |  | Onshore | 100 |  |  |  | 1909000 |  | 0.71 |  | 20 | [5 empty] | 7.6 | 10 |  | MTCOD | 112 | 0.25611 | 2687 |  |  |  | Data - Carbajales-Dale (2022) | Meta-analysis_2022.xlsx | 741.3972 |  | C | [7 empty] | 6028421.0526 |  | 120568421.0526 | 44871016.3947 |  |  |  | 15.83
\cite{Jung2021} | Jung | 2021 |  | 2021 | PA | EU | 2781 | 1 |  |  | Onshore | 120 |  |  |  | 2221000 |  | 0.8 |  | 20 | [5 empty] | 8 | 11 |  | MTCOD | 112 | 0.2735 | 2781 |  |  |  | Data - Carbajales-Dale (2022) | Meta-analysis_2022.xlsx | 741.3972 |  | C | [7 empty] | 6663000 |  | 133260000 | 47918015.1025 |  |  |  | 16.67
\cite{Jung2021} | Jung | 2021 |  | 2021 | PA | EU | 2641 | 1 |  |  | Onshore | 140 |  |  |  | 2658000 |  | 1.01 |  | 20 | [5 empty] | 8.8 | 12 |  | MTCOD | 116 | 0.31334 | 2641 |  |  |  | Data - Carbajales-Dale (2022) | Meta-analysis_2022.xlsx | 741.3972 |  | C | [7 empty] | 7249090.9091 |  | 144981818.1818 | 54896561.2199 |  |  |  | 18.33
\cite{Jung2021} | Jung | 2021 |  | 2021 | PA | EU | 3032 | 1 |  |  | Onshore | 80 |  |  |  | 1283000 |  | 0.42 |  | 20 | [5 empty] | 6.9 | 13 |  | MTCOD | 95 | 0.16802 | 3032 |  |  |  | Data - Carbajales-Dale (2022) | Meta-analysis_2022.xlsx | 741.3972 |  | C | [7 empty] | 4462608.6957 |  | 89252173.913 | 29436732.8209 |  |  |  | 14.38
\cite{Jung2021} | Jung | 2021 |  | 2021 | PA | EU | 3026 | 1 |  |  | Onshore | 100 |  |  |  | 2085000 |  | 0.69 |  | 20 | [5 empty] | 7.3 | 14 |  | MTCOD | 120 | 0.2586 | 3026 |  |  |  | Data - Carbajales-Dale (2022) | Meta-analysis_2022.xlsx | 741.3972 |  | C | [7 empty] | 6854794.5205 |  | 137095890.411 | 45305978.3248 |  |  |  | 15.21
\cite{Jung2021} | Jung | 2021 |  | 2021 | PA | EU | 3020 | 1 |  |  | Onshore | 120 |  |  |  | 2471000 |  | 0.82 |  | 20 | [5 empty] | 7.9 | 15 |  | MTCOD | 121 | 0.28376 | 3020 |  |  |  | Data - Carbajales-Dale (2022) | Meta-analysis_2022.xlsx | 741.3972 |  | C | [7 empty] | 7506835.443 |  | 150136708.8608 | 49714142.0069 |  |  |  | 16.46
\cite{Jung2021} | Jung | 2021 |  | 2021 | PA | EU | 3001 | 1 |  |  | Onshore | 140 |  |  |  | 2864000 |  | 0.95 |  | 20 | [5 empty] | 8.4 | 16 |  | MTCOD | 123 | 0.31127 | 3001 |  |  |  | Data - Carbajales-Dale (2022) | Meta-analysis_2022.xlsx | 741.3972 |  | C | [7 empty] | 8182857.1429 |  | 163657142.8571 | 54534202.8848 |  |  |  | 17.5
\cite{Jung2021} | Jung | 2021 |  | 2021 | PA | EU | 3215 | 1 |  |  | Onshore | 80 |  |  |  | 1762000 |  | 0.55 |  | 20 | [5 empty] | 6.4 | 17 |  | MTCOD | 122 | 0.23461 | 3215 |  |  |  | Data - Carbajales-Dale (2022) | Meta-analysis_2022.xlsx | 741.3972 |  | C | [7 empty] | 6607500 |  | 132150000 | 41104199.0669 |  |  |  | 13.33
\cite{Jung2021} | Jung | 2021 |  | 2021 | PA | EU | 3188 | 1 |  |  | Onshore | 100 |  |  |  | 2120000 |  | 0.66 |  | 20 | [5 empty] | 7 | 18 |  | MTCOD | 121 | 0.26027 | 3188 |  |  |  | Data - Carbajales-Dale (2022) | Meta-analysis_2022.xlsx | 741.3972 |  | C | [7 empty] | 7268571.4286 |  | 145371428.5714 | 45599569.8154 |  |  |  | 14.58
\cite{Jung2021} | Jung | 2021 |  | 2021 | PA | EU | 3196 | 1 |  |  | Onshore | 120 |  |  |  | 2516000 |  | 0.79 |  | 20 | [5 empty] | 7.6 | 19 |  | MTCOD | 123 | 0.28379 | 3196 |  |  |  | Data - Carbajales-Dale (2022) | Meta-analysis_2022.xlsx | 741.3972 |  | C | [7 empty] | 7945263.1579 |  | 158905263.1579 | 49720044.7928 |  |  |  | 15.83
\cite{Jung2021} | Jung | 2021 |  | 2021 | PA | EU | 3206 | 1 |  |  | Onshore | 140 |  |  |  | 2775000 |  | 0.87 |  | 20 | [5 empty] | 8.1 | 20 |  | MTCOD | 119 | 0.29277 | 3206 |  |  |  | Data - Carbajales-Dale (2022) | Meta-analysis_2022.xlsx | 741.3972 |  | C | [7 empty] | 8222222.2222 |  | 164444444.4444 | 51292715.0482 |  |  |  | 16.88
\cite{Jung2021} | Jung | 2021 |  | 2021 | PA | EU | 3363 | 1 |  |  | Onshore | 80 |  |  |  | 1634000 |  | 0.49 |  | 20 | [5 empty] | 6.4 | 21 |  | MTCOD | 115 | 0.20799 | 3363 |  |  |  | Data - Carbajales-Dale (2022) | Meta-analysis_2022.xlsx | 741.3972 |  | C | [7 empty] | 6127500 |  | 122550000 | 36440677.9661 |  |  |  | 13.33
\cite{Jung2021} | Jung | 2021 |  | 2021 | PA | EU | 3309 | 1 |  |  | Onshore | 100 |  |  |  | 1891000 |  | 0.57 |  | 20 | [5 empty] | 6.6 | 22 |  | MTCOD | 111 | 0.23722 | 3309 |  |  |  | Data - Carbajales-Dale (2022) | Meta-analysis_2022.xlsx | 741.3972 |  | C | [7 empty] | 6876363.6364 |  | 137527272.7273 | 41561581.3621 |  |  |  | 13.75
\cite{Jung2021} | Jung | 2021 |  | 2021 | PA | EU | 3313 | 1 |  |  | Onshore | 120 |  |  |  | 2384000 |  | 0.72 |  | 20 | [5 empty] | 7.1 | 23 |  | MTCOD | 118 | 0.27767 | 3313 |  |  |  | Data - Carbajales-Dale (2022) | Meta-analysis_2022.xlsx | 741.3972 |  | C | [7 empty] | 8058591.5493 |  | 161171830.9859 | 48648303.9499 |  |  |  | 14.79
\cite{Jung2021} | Jung | 2021 |  | 2021 | PA | EU | 3313 | 1 |  |  | Onshore | 140 |  |  |  | 2764000 |  | 0.83 |  | 20 | [5 empty] | 7.6 | 24 |  | MTCOD | 120 | 0.30075 | 3313 |  |  |  | Data - Carbajales-Dale (2022) | Meta-analysis_2022.xlsx | 741.3972 |  | C | [7 empty] | 8728421.0526 |  | 174568421.0526 | 52691947.1937 |  |  |  | 15.83
\cite{Jung2021} | Jung | 2021 |  | 2021 | PA | EU | 3568 | 1 |  |  | Onshore | 80 |  |  |  | 1747000 |  | 0.49 |  | 20 | [5 empty] | 6.2 | 25 |  | MTCOD | 121 | 0.21636 | 3568 |  |  |  | Data - Carbajales-Dale (2022) | Meta-analysis_2022.xlsx | 741.3972 |  | C | [7 empty] | 6762580.6452 |  | 135251612.9032 | 37906842.1814 |  |  |  | 12.92
\cite{Jung2021} | Jung | 2021 |  | 2021 | PA | EU | 3551 | 1 |  |  | Onshore | 100 |  |  |  | 2015000 |  | 0.57 |  | 20 | [5 empty] | 6.6 | 26 |  | MTCOD | 117 | 0.23555 | 3551 |  |  |  | Data - Carbajales-Dale (2022) | Meta-analysis_2022.xlsx | 741.3972 |  | C | [7 empty] | 7327272.7273 |  | 146545454.5455 | 41268784.7213 |  |  |  | 13.75
\cite{Jung2021} | Jung | 2021 |  | 2021 | PA | EU | 3550 | 1 |  |  | Onshore | 120 |  |  |  | 2574000 |  | 0.73 |  | 20 | [5 empty] | 7.2 | 27 |  | MTCOD | 125 | 0.2759 | 3550 |  |  |  | Data - Carbajales-Dale (2022) | Meta-analysis_2022.xlsx | 741.3972 |  | C | [7 empty] | 8580000 |  | 171600000 | 48338028.169 |  |  |  | 15
\cite{Jung2021} | Jung | 2021 |  | 2021 | PA | EU | 3569 | 1 |  |  | Onshore | 140 |  |  |  | 3042000 |  | 0.85 |  | 20 | [5 empty] | 7.7 | 28 |  | MTCOD | 129 | 0.30327 | 3569 |  |  |  | Data - Carbajales-Dale (2022) | Meta-analysis_2022.xlsx | 741.3972 |  | C | [7 empty] | 9481558.4416 |  | 189631168.8312 | 53132857.6159 |  |  |  | 16.04
\cite{Jung2021} | Jung | 2021 |  | 2021 | PA | EU | 3553 | 1 |  |  | Onshore | 160 |  |  |  | 3370000 |  | 0.95 |  | 20 | [5 empty] | 8.2 | 29 |  | MTCOD | 128 | 0.3169 | 3553 |  |  |  | Data - Carbajales-Dale (2022) | Meta-analysis_2022.xlsx | 741.3972 |  | C | [7 empty] | 9863414.6341 |  | 197268292.6829 | 55521613.4768 |  |  |  | 17.08
\cite{Jung2021} | Jung | 2021 |  | 2021 | PA | EU | 4201 | 1 |  |  | Onshore | 100 |  |  |  | 2407000 |  | 0.57 |  | 20 | [5 empty] | 6.5 | 30 |  | MTCOD | 134 | 0.2415 | 4201 |  |  |  | Data - Carbajales-Dale (2022) | Meta-analysis_2022.xlsx | 741.3972 |  | C | [7 empty] | 8887384.6154 |  | 177747692.3077 | 42310805.1197 |  |  |  | 13.54
\cite{Jung2021} | Jung | 2021 |  | 2021 | PA | EU | 4202 | 1 |  |  | Onshore | 120 |  |  |  | 2992000 |  | 0.71 |  | 20 | [5 empty] | 7 | 31 |  | MTCOD | 141 | 0.27869 | 4202 |  |  |  | Data - Carbajales-Dale (2022) | Meta-analysis_2022.xlsx | 741.3972 |  | C | [7 empty] | 10258285.7143 |  | 205165714.2857 | 48825729.2446 |  |  |  | 14.58
\cite{Jung2021} | Jung | 2021 |  | 2021 | PA | EU | 4201 | 1 |  |  | Onshore | 140 |  |  |  | 3193000 |  | 0.76 |  | 20 | [5 empty] | 7.5 | 32 |  | MTCOD | 134 | 0.27765 | 4201 |  |  |  | Data - Carbajales-Dale (2022) | Meta-analysis_2022.xlsx | 741.3972 |  | C | [7 empty] | 10217600 |  | 204352000 | 48643656.2723 |  |  |  | 15.63
\cite{Jung2021} | Jung | 2021 |  | 2021 | PA | EU | 4201 | 1 |  |  | Onshore | 160 |  |  |  | 3572000 |  | 0.85 |  | 20 | [5 empty] | 7.9 | 33 |  | MTCOD | 134 | 0.29488 | 4201 |  |  |  | Data - Carbajales-Dale (2022) | Meta-analysis_2022.xlsx | 741.3972 |  | C | [7 empty] | 10851645.5696 |  | 217032911.3924 | 51662202.1881 |  |  |  | 16.46
\cite{Wang2021} | Wang | 2021 |  | 2021 | PA | China |  |  | Mix of China's wind industry |  | Mix | [15 empty] | Includes CO2 only | [8 empty] | Data - Carbajales-Dale (2022) | Meta-analysis_2022.xlsx | 741.3972 |  | O | [7 empty] | 144000000000 | [6 empty] | 22.08
\cite{Kouloumpis2022} | Kouloumpis | 2022 | 2006 | 2006 | PA | UK | 3000 | 30 | M3 |  | Offshore |  |  |  |  | 50619630 |  | 0.56 |  | 20 | [6 empty] | OWF1 |  | MTCGOD |  | 0.356 | 90000 |  |  |  | Data - Carbajales-Dale (2022) | Meta-analysis_2022.xlsx | 71.9804 |  | O | [7 empty] | 280670400 |  | 5613408000 | 62371200 |  |  |  | 9.02
\cite{Kouloumpis2022} | Kouloumpis | 2022 | 2000 | 2000 | PA | UK | 2000 | 2 | S2 |  | Offshore |  |  |  |  | 1569770 |  | 0.39 |  | 20 | [6 empty] | OWF2 |  | MTCGOD |  | 0.114 | 4000 |  |  |  | Data - Carbajales-Dale (2022) | Meta-analysis_2022.xlsx | 16.3471 |  | O | [7 empty] | 3994560 |  | 79891200 | 19972800 |  |  |  | 19.65
\cite{Kouloumpis2022} | Kouloumpis | 2022 | 2007 | 2007 | PA | UK | 3600 | 25 | M3.6 |  | Offshore |  |  |  |  | 43438940 |  | 0.48 |  | 20 | [6 empty] | OWF3 |  | MTCGOD |  | 0.35 | 90000 |  |  |  | Data - Carbajales-Dale (2022) | Meta-analysis_2022.xlsx | 91.0701 |  | O | [7 empty] | 275940000 |  | 5518800000 | 61320000 |  |  |  | 7.87
\cite{Kouloumpis2022} | Kouloumpis | 2022 | 2012 | 2012 | PA | UK | 3600 | 140 | M3.6 |  | Offshore |  |  |  |  | 401097660 |  | 0.8 |  | 20 | [6 empty] | OWF4 |  | MTCGOD |  | 0.364 | 504000 |  |  |  | Data - Carbajales-Dale (2022) | Meta-analysis_2022.xlsx | 270.8468 |  | O | [7 empty] | 1607074560 |  | 32141491200 | 63772800 |  |  |  | 12.48
\cite{Kouloumpis2022} | Kouloumpis | 2022 | 2010 | 2010 | PA | UK | 3600 | 48 | M3.6 |  | Offshore |  |  |  |  | 93168390 |  | 0.54 |  | 20 | [6 empty] | OWF5 |  | MTCGOD |  | 0.355 | 172800 |  |  |  | Data - Carbajales-Dale (2022) | Meta-analysis_2022.xlsx | 183.5233 |  | O | [7 empty] | 537373440 |  | 10747468800 | 62196000 |  |  |  | 8.67
\cite{Kouloumpis2022} | Kouloumpis | 2022 | 2005 | 2005 | PA | UK | 3000 | 30 | M3 |  | Offshore |  |  |  |  | 31876670 |  | 0.35 |  | 20 | [6 empty] | OWF6 |  | MTCGOD |  | 0.315 | 90000 |  |  |  | Data - Carbajales-Dale (2022) | Meta-analysis_2022.xlsx | 57.6165 |  | O | [7 empty] | 248346000 |  | 4966920000 | 55188000 |  |  |  | 6.42
\cite{Kouloumpis2022} | Kouloumpis | 2022 | 2013 | 2013 | PA | UK | 3600 | 75 | L3.6 |  | Offshore |  |  |  |  | 167354970 |  | 0.62 |  | 20 | [6 empty] | OWF7 |  | MTCGOD |  | 0.342 | 270000 |  |  |  | Data - Carbajales-Dale (2022) | Meta-analysis_2022.xlsx | 310.3667 |  | O | [7 empty] | 808898400 |  | 16177968000 | 59918400 |  |  |  | 10.34
\cite{Kouloumpis2022} | Kouloumpis | 2022 | 2013 | 2013 | PA | UK | 3600 | 175 | L3.6 |  | Offshore |  |  |  |  | 436789000 |  | 0.69 |  | 20 | [6 empty] | OWF8 |  | MTCGOD |  | 0.417 | 630000 |  |  |  | Data - Carbajales-Dale (2022) | Meta-analysis_2022.xlsx | 310.3667 |  | O | [7 empty] | 2301339600 |  | 46026792000 | 73058400 |  |  |  | 9.49
\cite{Kouloumpis2022} | Kouloumpis | 2022 | 2009 | 2009 | PA | UK | 3600 | 54 | M3.6 |  | Offshore |  |  |  |  | 96531260 |  | 0.5 |  | 20 | [6 empty] | OWF9 |  | MTCGOD |  | 0.341 | 194400 |  |  |  | Data - Carbajales-Dale (2022) | Meta-analysis_2022.xlsx | 151.3705 |  | O | [7 empty] | 580703904 |  | 11614078080 | 59743200 |  |  |  | 8.31
\cite{Kouloumpis2022} | Kouloumpis | 2022 | 2003 | 2003 | PA | UK | 2000 | 30 | M2 |  | Offshore |  |  |  |  | 36035270 |  | 0.6 |  | 20 | [6 empty] | OWF10 |  | MTCGOD |  | 0.341 | 60000 |  |  |  | Data - Carbajales-Dale (2022) | Meta-analysis_2022.xlsx | 38.1135 |  | O | [7 empty] | 179229600 |  | 3584592000 | 59743200 |  |  |  | 10.05
\cite{Kouloumpis2022} | Kouloumpis | 2022 | 2012 | 2012 | PA | UK | 5000 | 30 | L5 |  | Offshore |  |  |  |  | 87519710 |  | 0.58 |  | 20 | [6 empty] | OWF11 |  | MTCGOD |  | 0.392 | 150000 |  |  |  | Data - Carbajales-Dale (2022) | Meta-analysis_2022.xlsx | 270.8468 |  | O | [7 empty] | 515088000 |  | 10301760000 | 68678400 |  |  |  | 8.5
\cite{Kouloumpis2022} | Kouloumpis | 2022 | 2009 | 2009 | PA | UK | 3600 | 25 | M3.6 |  | Offshore |  |  |  |  | 46889100 |  | 0.52 |  | 20 | [6 empty] | OWF12 |  | MTCGOD |  | 0.342 | 90000 |  |  |  | Data - Carbajales-Dale (2022) | Meta-analysis_2022.xlsx | 151.3705 |  | O | [7 empty] | 269632800 |  | 5392656000 | 59918400 |  |  |  | 8.69
\cite{Kouloumpis2022} | Kouloumpis | 2022 | 2010 | 2010 | PA | UK | 3000 | 60 | M3 |  | Offshore |  |  |  |  | 85195240 |  | 0.47 |  | 20 | [6 empty] | OWF13 |  | MTCGOD |  | 0.348 | 180000 |  |  |  | Data - Carbajales-Dale (2022) | Meta-analysis_2022.xlsx | 183.5233 |  | O | [7 empty] | 548726400 |  | 10974528000 | 60969600 |  |  |  | 7.76
\cite{Kouloumpis2022} | Kouloumpis | 2022 | 2004 | 2004 | PA | UK | 2000 | 30 | M2 |  | Offshore |  |  |  |  | 27209480 |  | 0.45 |  | 20 | [6 empty] | OWF14 |  | MTCGOD |  | 0.306 | 60000 |  |  |  | Data - Carbajales-Dale (2022) | Meta-analysis_2022.xlsx | 46.3965 |  | O | [7 empty] | 160833600 |  | 3216672000 | 53611200 |  |  |  | 8.46
\cite{Kouloumpis2022} | Kouloumpis | 2022 | 2012 | 2012 | PA | UK | 3600 | 88 | M3.6 |  | Offshore |  |  |  |  | 204118110 |  | 0.64 |  | 20 | [6 empty] | OWF15 |  | MTCGOD |  | 0.303 | 316800 |  |  |  | Data - Carbajales-Dale (2022) | Meta-analysis_2022.xlsx | 270.8468 |  | O | [7 empty] | 840875904 |  | 16817518080 | 53085600 |  |  |  | 12.14
\cite{Kouloumpis2022} | Kouloumpis | 2022 | 2013 | 2013 | PA | UK | 2300 | 27 | M2.3 |  | Offshore |  |  |  |  | 40761060 |  | 0.66 |  | 20 | [6 empty] | OWF16 |  | MTCGOD |  | 0.314 | 62100 |  |  |  | Data - Carbajales-Dale (2022) | Meta-analysis_2022.xlsx | 310.3667 |  | O | [7 empty] | 170814744 |  | 3416294880 | 55012800 |  |  |  | 11.93
\cite{Kouloumpis2022} | Kouloumpis | 2022 | 2010 | 2010 | PA | UK | 3000 | 100 | M3 |  | Offshore |  |  |  |  | 161001310 |  | 0.54 |  | 20 | [6 empty] | OWF17 |  | MTCGOD |  | 0.308 | 300000 |  |  |  | Data - Carbajales-Dale (2022) | Meta-analysis_2022.xlsx | 183.5233 |  | O | [7 empty] | 809424000 |  | 16188480000 | 53961600 |  |  |  | 9.95
\cite{Kouloumpis2022} | Kouloumpis | 2022 | 2011 | 2011 | PA | UK | 3600 | 51 | M3.6 |  | Offshore |  |  |  |  | 132242400 |  | 0.72 |  | 20 | [6 empty] | OWF18 |  | MTCGOD |  | 0.406 | 183600 |  |  |  | Data - Carbajales-Dale (2022) | Meta-analysis_2022.xlsx | 227.6329 |  | O | [7 empty] | 652984416 |  | 13059688320 | 71131200 |  |  |  | 10.13
\cite{Kouloumpis2022} | Kouloumpis | 2022 | 2012 | 2012 | PA | UK | 3600 | 51 | L3.6 |  | Offshore |  |  |  |  | 151011420 |  | 0.82 |  | 20 | [6 empty] | OWF19 |  | MTCGOD |  | 0.446 | 183600 |  |  |  | Data - Carbajales-Dale (2022) | Meta-analysis_2022.xlsx | 270.8468 |  | O | [7 empty] | 717317856 |  | 14346357120 | 78139200 |  |  |  | 10.53
\cite{Kouloumpis2022} | Kouloumpis | 2022 | 2014 | 2014 | PA | UK | 3600 | 108 | L3.6 |  | Offshore |  |  |  |  | 286820970 |  | 0.74 |  | 20 | [6 empty] | OWF20 |  | MTCGOD |  | 0.414 | 388800 |  |  |  | Data - Carbajales-Dale (2022) | Meta-analysis_2022.xlsx | 360.6852 |  | O | [7 empty] | 1410037632 |  | 28200752640 | 72532800 |  |  |  | 10.17
\cite{Talens Peiro2022} | Talens Peiro | 2022 |  | 2022 | PA | EU |  |  | DD-EESG |  | Onshore |  | 4.38 |  |  |  |  | 0.35 | [10 empty] | MTCOD | [6 empty] | Data - Carbajales-Dale (2022) | Meta-analysis_2022.xlsx | 741.3972
\cite{Talens Peiro2022} | Talens Peiro | 2022 |  | 2022 | PA | EU |  |  | DD-PMSG |  | Onshore |  | 4.17 |  |  |  |  | 0.33 | [10 empty] | MTCOD | [6 empty] | Data - Carbajales-Dale (2022) | Meta-analysis_2022.xlsx | 741.3972
\cite{Talens Peiro2022} | Talens Peiro | 2022 |  | 2022 | PA | EU |  |  | GB-PMSG |  | Onshore |  | 4.06 |  |  |  |  | 0.33 | [10 empty] | MTCOD | [6 empty] | Data - Carbajales-Dale (2022) | Meta-analysis_2022.xlsx | 741.3972
\cite{Talens Peiro2022} | Talens Peiro | 2022 |  | 2022 | PA | EU |  |  | GB-DFIG |  | Onshore |  | 3.96 |  |  |  |  | 0.32 | [10 empty] | MTCOD | [6 empty] | Data - Carbajales-Dale (2022) | Meta-analysis_2022.xlsx | 741.3972
\cite{Garcia-Teruel2022} | Garcia-Teruel | 2022 |  | 2022 | PA | UK | 6000 | 5 | SWT-6.0-120 |  | Offshore |  | 58.32 |  | 16.2 | 127569821 | 13136518 | 4.25 | 0.44 | 25 |  |  |  |  | 0.53 |  | Spar case |  | MTCOD |  | 0.498 | 30000 | 1749725291 |  |  | Data - Carbajales-Dale (2022) | Meta-analysis_2022.xlsx | 741.3972 |  | O | 240072727 | 486034803 | 66686869 | 145810440.9 | 20006060.6 | 0.04 |  | 130874400 |  | 3271860000 | 109062000 | 0.07 | 0.15 | 0.02 | 38.99 | 4.02
\cite{Garcia-Teruel2022} | Garcia-Teruel | 2022 |  | 2022 | PA | UK | 9500 | 5 | v164-9.5 |  | Offshore |  | 40.2 |  | 11.17 | 140331701 | 13053629 | 2.95 | 0.27 | 25 |  |  |  |  | 0.46 |  | Semi-sub case |  | MTCOD |  | 0.399 | 47500 | 1909689910 |  |  | Data - Carbajales-Dale (2022) | Meta-analysis_2022.xlsx | 741.3972 |  | O | 265368451 | 530469419 | 73713459 | 159140825.8 | 22114037.6 | 0.04 |  | 166023900 |  | 4150597500 | 87381000 | 0.06 | 0.13 | 0.02 | 33.81 | 3.15